## Results
Hour | Electric Energy Balance | Natural Gas Consumption | Hydrogen Consumption | Boiler Energy Consumption | Thermal Energy Consumption
1 | 1627.8692 | 15.5688 | 6.6442 | 49 | 41.4875
2 | 1610.0872 | 14.3263 | 18.1323 | 49 | 41.4875
3 | 1560.2963 | 14.8084 | 32.0093 | 249 | 211.5417
4 | 1467.3681 | 48.5126 | 36.0519 | 249 | 211.65
5 | 1434.4637 | 30.4524 | 36.0519 | 249 | 211.65
6 | 1416.1587 | 14.274 | 36.0519 | 249 | 211.65
7 | 2149.531 | 11.5607 | 36.0519 | 49 | 41.4333
8 | 1567.9463 | 43.485 | 36.0519 | 49 | 29.7875
9 | 1943.2421 | 60.3117 | 36.0519 | 49 | 26.8375
10 | 2247.1717 | 66.6552 | 36.0519 | 49 | 23.05
11 | 2448.0905 | 112.8422 | 36.0519 | 49 | 20.1501
12 | 2928.4825 | 113.5784 | 36.0519 | 49 | 20.5334
13 | 2497.4886 | 153.2085 | 36.0519 | 49 | 4.7626
14 | 2496.3455 | 90.5445 | 36.0519 | 49 | 16.8959
15 | 2481.4902 | 73.9168 | 36.0519 | 49 | 21.1751
16 | 2455.9991 | 82.0633 | 36.0519 | 49 | 20.5792
17 | 2742.1364 | 64.6613 | 7.2281 | 49 | 34.6625
18 | 4203.263 | 134.5393 | 0 | 49 | 11.35
19 | 4023.6621 | 91.7798 | 18.977 | 49 | 13.6542
20 | 3852.7465 | 17.6131 | 36.0519 | 49 | 41.4875
21 | 3547.2685 | 57.6608 | 36.0519 | 49 | 26.6
22 | 1428.6703 | 16.2503 | 36.0519 | 49 | 41.4875
23 | 1330.8804 | 15.6946 | 36.0519 | 49 | 41.4875
24 | 1344.7456 | 14.7875 | 36.0519 | 49 | 41.65

## Energy_Costs_Overview
Hour | Electricity Cost (Fe) | Reserve Cost (F_reserve) | Natural Gas Cost (Fg) | Hydrogen Cost (F_H2) | Water Cost (F_H2O) | Boiler Cost (F_Boiler) | Total Cost per Hour
1 | 71443.8022 | -9200.8404 | 1094.6364 | -500.0225 | 107.7148 | 1288.8875 | 73435.0184
2 | 64144.2883 | -10370.5488 | 1089.2542 | -1019.7345 | 117.5415 | 1226.9807 | 65558.3302
3 | 55723.6647 | -16486.8473 | 1308.2367 | -1463.1058 | 114.0695 | 335.8831 | 56018.7483
4 | 48077.5457 | -20345.8282 | 2129.5487 | -1581.9595 | 113.7024 | -45.16 | 48693.6773
5 | 44391.8634 | -25337.419 | 1737.3958 | -1555.6416 | 111.672 | -237.69 | 44447.5997
6 | 48824.1148 | -27011.185 | 1250.1983 | -1687.2312 | 121.824 | 602.95 | 49111.8559
7 | 116621.8889 | -13704.1738 | 1025.2332 | -1871.4566 | 136.0368 | 857.01 | 116768.7123
8 | 85920.7396 | -13110.7506 | 1683.4284 | -1871.4566 | 136.0368 | 833.49 | 86702.2382
9 | 113768.1358 | -14097.1949 | 2051.1335 | -1871.4566 | 136.0368 | 801.15 | 114884.9995
10 | 138807.7192 | -11123.5778 | 1988.826 | -2029.3642 | 148.2192 | 772.73 | 139688.1302
11 | 148585.4404 | -12009.2992 | 3030.404 | -2003.0462 | 146.1888 | 756.07 | 150515.057
12 | 175458.2027 | -11466.8365 | 3051.0594 | -2003.0462 | 146.1888 | 754.6 | 177407.0047
13 | 143124.7001 | -11769.5409 | 3905.2823 | -2029.3642 | 148.2192 | 772.73 | 145921.5675
14 | 138728.9009 | -11201.6076 | 2520.3171 | -2055.6821 | 150.2496 | 790.86 | 140134.6455
15 | 137594.123 | -10451.581 | 2165.813 | -2055.6821 | 150.2496 | 779.1 | 138633.6035
16 | 135213.9263 | -12146.0168 | 2349.2359 | -2055.6821 | 150.2496 | 783.51 | 136441.2397
17 | 167886.9883 | -8980.8067 | 2040.5491 | -580.4774 | 118.0614 | 770.77 | 170235.8915
18 | 286960.7145 | -8570.705 | 3369.3953 | -394.7688 | 112.8393 | 766.85 | 290815.0303
19 | 277836.9012 | -10901.0903 | 2722.6524 | -1075.1259 | 121.6075 | 778.61 | 280384.6451
20 | 263594.9667 | -12146.0972 | 1141.7654 | -1897.7745 | 138.0672 | 772.24 | 263749.2648
21 | 235272.9072 | -11226.784 | 1848.9778 | -2003.0462 | 146.1888 | 760.97 | 236025.9976
22 | 81675.2228 | -10188.2781 | 902.0542 | -2134.6358 | 156.3408 | 795.27 | 81394.252
23 | 71109.8903 | -10339.9919 | 889.1457 | -2134.6358 | 156.3408 | 801.64 | 70822.381
24 | 66280.9644 | -10544.3513 | 870.1366 | -2134.6358 | 156.3408 | 872.2 | 66045.006

## PV_Results
Hour | P_PV_1 | PV_Downward_1 | PV_Upward_1 | P_PV_2 | PV_Downward_2 | PV_Upward_2 | P_PV_4 | PV_Downward_4 | PV_Upward_4 | P_PV_8 | PV_Downward_8 | PV_Upward_8 | P_PV_11 | PV_Downward_11 | PV_Upward_11 | P_PV_12 | PV_Downward_12 | PV_Upward_12 | P_PV_14 | PV_Downward_14 | PV_Upward_14 | P_PV_16 | PV_Downward_16 | PV_Upward_16 | P_PV_19 | PV_Downward_19 | PV_Upward_19 | P_PV_21 | PV_Downward_21 | PV_Upward_21 | P_PV_24 | PV_Downward_24 | PV_Upward_24 | P_PV_31 | PV_Downward_31 | PV_Upward_31 | P_PV_33 | PV_Downward_33 | PV_Upward_33 | P_PV_34 | PV_Downward_34 | PV_Upward_34 | P_PV_38 | PV_Downward_38 | PV_Upward_38
1 | 0 | 0 | 0 | 0 | 0 | 0 | 0 | 0 | 0 | 0 | 0 | 0 | 0 | 0 | 0 | 0 | 0 | 0 | 0 | 0 | 0 | 0 | 0 | 0 | 0 | 0 | 0 | 0 | 0 | 0 | 0 | 0 | 0 | 0 | 0 | 0 | 0 | 0 | 0 | 0 | 0 | 0 | 0 | 0 | 0
2 | 0 | 0 | 0 | 0 | 0 | 0 | 0 | 0 | 0 | 0 | 0 | 0 | 0 | 0 | 0 | 0 | 0 | 0 | 0 | 0 | 0 | 0 | 0 | 0 | 0 | 0 | 0 | 0 | 0 | 0 | 0 | 0 | 0 | 0 | 0 | 0 | 0 | 0 | 0 | 0 | 0 | 0 | 0 | 0 | 0
3 | 0 | 0 | 0 | 0 | 0 | 0 | 0 | 0 | 0 | 0 | 0 | 0 | 0 | 0 | 0 | 0 | 0 | 0 | 0 | 0 | 0 | 0 | 0 | 0 | 0 | 0 | 0 | 0 | 0 | 0 | 0 | 0 | 0 | 0 | 0 | 0 | 0 | 0 | 0 | 0 | 0 | 0 | 0 | 0 | 0
4 | 0 | 0 | 0 | 0 | 0 | 0 | 0 | 0 | 0 | 0 | 0 | 0 | 0 | 0 | 0 | 0 | 0 | 0 | 0 | 0 | 0 | 0 | 0 | 0 | 0 | 0 | 0 | 0 | 0 | 0 | 0 | 0 | 0 | 0 | 0 | 0 | 0 | 0 | 0 | 0 | 0 | 0 | 0 | 0 | 0
5 | 0 | 0 | 0 | 0 | 0 | 0 | 0 | 0 | 0 | 0 | 0 | 0 | 0 | 0 | 0 | 0 | 0 | 0 | 0 | 0 | 0 | 0 | 0 | 0 | 0 | 0 | 0 | 0 | 0 | 0 | 0 | 0 | 0 | 0 | 0 | 0 | 0 | 0 | 0 | 0 | 0 | 0 | 0 | 0 | 0
6 | 0 | 0 | 0 | 0 | 0 | 0 | 0 | 0 | 0 | 0 | 0 | 0 | 0 | 0 | 0 | 0 | 0 | 0 | 0 | 0 | 0 | 0 | 0 | 0 | 0 | 0 | 0 | 0 | 0 | 0 | 0 | 0 | 0 | 0 | 0 | 0 | 0 | 0 | 0 | 0 | 0 | 0 | 0 | 0 | 0
7 | 0 | 0 | 0 | 0 | 0 | 0 | 0 | 0 | 0 | 0 | 0 | 0 | 0 | 0 | 0 | 0 | 0 | 0 | 0 | 0 | 0 | 0 | 0 | 0 | 0 | 0 | 0 | 0 | 0 | 0 | 0 | 0 | 0 | 0 | 0 | 0 | 0 | 0 | 0 | 0 | 0 | 0 | 0 | 0 | 0
8 | 0 | 0 | 0 | 0 | 0 | 0 | 0 | 0 | 0 | 0 | 0 | 0 | 0 | 0 | 0 | 0 | 0 | 0 | 0 | 0 | 0 | 0 | 0 | 0 | 0 | 0 | 0 | 0 | 0 | 0 | 0 | 0 | 0 | 0 | 0 | 0 | 0 | 0 | 0 | 0 | 0 | 0 | 0 | 0 | 0
9 | 0.342 | 0 | 0 | 0.456 | 0 | 0 | 0.266 | 0 | 0 | 0.38 | 0 | 0 | 0.76 | 0 | 0 | 0.57 | 0 | 0 | 0.418 | 0 | 0 | 0.646 | 0 | 0 | 0.456 | 0 | 0 | 0.76 | 0 | 0 | 0.684 | 0 | 0 | 0.342 | 0 | 0 | 0.456 | 0 | 0 | 0.722 | 0 | 0 | 0.722 | 0 | 0
10 | 2.178 | 0 | 0 | 2.904 | 2.904 | 0 | 1.694 | 0 | 0 | 2.42 | 0 | 0 | 4.84 | 0 | 0 | 3.63 | 0 | 0 | 2.662 | 0 | 0 | 4.114 | 4.114 | 0 | 2.904 | 0 | 0 | 4.84 | 0 | 0 | 4.356 | 0 | 0 | 2.178 | 0 | 0 | 2.904 | 0 | 0 | 4.598 | 0 | 0 | 4.598 | 4.598 | 0
11 | 4.086 | 4.086 | 0 | 5.448 | 5.448 | 0 | 3.178 | 0 | 0 | 4.54 | 4.54 | 0 | 9.08 | 0 | 0 | 6.81 | 0 | 0 | 4.994 | 0 | 0 | 7.718 | 7.718 | 0 | 5.448 | 0 | 0 | 9.08 | 0 | 0 | 8.172 | 0 | 0 | 4.086 | 0 | 0 | 5.448 | 0 | 0 | 8.626 | 0 | 0 | 8.626 | 8.626 | 0
12 | 5.517 | 5.517 | 0 | 7.356 | 7.356 | 0 | 4.291 | 4.291 | 0 | 6.13 | 6.13 | 0 | 12.26 | 7.5814 | 0 | 9.195 | 9.195 | 0 | 6.743 | 0 | 0 | 10.421 | 10.421 | 0 | 7.356 | 7.356 | 0 | 12.26 | 12.26 | 0 | 11.034 | 11.034 | 0 | 5.517 | 5.517 | 0 | 7.356 | 7.356 | 0 | 11.647 | 0 | 0 | 11.647 | 11.647 | 0
13 | 6.048 | 0 | 0 | 8.064 | 0 | 0 | 4.704 | 0 | 0 | 6.72 | 0 | 0 | 13.44 | 0 | 0 | 10.08 | 0 | 0 | 7.392 | 7.392 | 0 | 11.424 | 11.424 | 0 | 8.064 | 0 | 0 | 13.44 | 0 | 0 | 12.096 | 0 | 0 | 6.048 | 0 | 0 | 8.064 | 0 | 0 | 12.768 | 0 | 0 | 12.768 | 12.768 | 0
14 | 5.085 | 0 | 0 | 6.78 | 0 | 0 | 3.955 | 0 | 0 | 5.65 | 0 | 0 | 11.3 | 0 | 0 | 8.475 | 0 | 0 | 6.215 | 6.215 | 0 | 9.605 | 0 | 0 | 6.78 | 0 | 0 | 11.3 | 0 | 0 | 10.17 | 0 | 0 | 5.085 | 0 | 0 | 6.78 | 0 | 0 | 10.735 | 10.735 | 0 | 10.735 | 10.735 | 0
15 | 4.689 | 4.689 | 0 | 6.252 | 6.252 | 0 | 3.647 | 0 | 0 | 5.21 | 5.21 | 0 | 10.42 | 10.42 | 0 | 7.815 | 0 | 0 | 5.731 | 5.731 | 0 | 8.857 | 8.857 | 0 | 6.252 | 6.252 | 0 | 10.42 | 10.42 | 0 | 9.378 | 9.378 | 0 | 4.689 | 0 | 0 | 6.252 | 0 | 0 | 9.899 | 9.899 | 0 | 9.899 | 9.899 | 0
16 | 3.951 | 3.951 | 0 | 5.268 | 5.268 | 0 | 3.073 | 0 | 0 | 4.39 | 4.39 | 0 | 8.78 | 8.78 | 0 | 6.585 | 0 | 0 | 4.829 | 4.829 | 0 | 7.463 | 7.463 | 0 | 5.268 | 5.268 | 0 | 8.78 | 8.78 | 0 | 7.902 | 7.902 | 0 | 3.951 | 0 | 0 | 5.268 | 0 | 0 | 8.341 | 8.341 | 0 | 8.341 | 8.341 | 0
17 | 1.296 | 1.296 | 0 | 1.728 | 1.728 | 0 | 1.008 | 1.008 | 0 | 1.44 | 1.44 | 0 | 2.88 | 2.88 | 0 | 2.16 | 2.16 | 0 | 1.584 | 1.584 | 0 | 2.448 | 2.448 | 0 | 1.728 | 1.728 | 0 | 2.88 | 2.88 | 0 | 2.592 | 2.592 | 0 | 1.296 | 1.296 | 0 | 1.728 | 1.728 | 0 | 2.736 | 2.736 | 0 | 2.736 | 2.736 | 0
18 | 0.081 | 0 | 0 | 0.108 | 0.108 | 0 | 0.063 | 0.063 | 0 | 0.09 | 0.09 | 0 | 0.18 | 0.18 | 0 | 0.135 | 0 | 0 | 0.099 | 0.099 | 0 | 0.153 | 0.153 | 0 | 0.108 | 0.108 | 0 | 0.18 | 0.18 | 0 | 0.162 | 0 | 0 | 0.081 | 0 | 0 | 0.108 | 0 | 0 | 0.171 | 0.171 | 0 | 0.171 | 0.171 | 0
19 | 0 | 0 | 0 | 0 | 0 | 0 | 0 | 0 | 0 | 0 | 0 | 0 | 0 | 0 | 0 | 0 | 0 | 0 | 0 | 0 | 0 | 0 | 0 | 0 | 0 | 0 | 0 | 0 | 0 | 0 | 0 | 0 | 0 | 0 | 0 | 0 | 0 | 0 | 0 | 0 | 0 | 0 | 0 | 0 | 0
20 | 0 | 0 | 0 | 0 | 0 | 0 | 0 | 0 | 0 | 0 | 0 | 0 | 0 | 0 | 0 | 0 | 0 | 0 | 0 | 0 | 0 | 0 | 0 | 0 | 0 | 0 | 0 | 0 | 0 | 0 | 0 | 0 | 0 | 0 | 0 | 0 | 0 | 0 | 0 | 0 | 0 | 0 | 0 | 0 | 0
21 | 0 | 0 | 0 | 0 | 0 | 0 | 0 | 0 | 0 | 0 | 0 | 0 | 0 | 0 | 0 | 0 | 0 | 0 | 0 | 0 | 0 | 0 | 0 | 0 | 0 | 0 | 0 | 0 | 0 | 0 | 0 | 0 | 0 | 0 | 0 | 0 | 0 | 0 | 0 | 0 | 0 | 0 | 0 | 0 | 0
22 | 0 | 0 | 0 | 0 | 0 | 0 | 0 | 0 | 0 | 0 | 0 | 0 | 0 | 0 | 0 | 0 | 0 | 0 | 0 | 0 | 0 | 0 | 0 | 0 | 0 | 0 | 0 | 0 | 0 | 0 | 0 | 0 | 0 | 0 | 0 | 0 | 0 | 0 | 0 | 0 | 0 | 0 | 0 | 0 | 0
23 | 0 | 0 | 0 | 0 | 0 | 0 | 0 | 0 | 0 | 0 | 0 | 0 | 0 | 0 | 0 | 0 | 0 | 0 | 0 | 0 | 0 | 0 | 0 | 0 | 0 | 0 | 0 | 0 | 0 | 0 | 0 | 0 | 0 | 0 | 0 | 0 | 0 | 0 | 0 | 0 | 0 | 0 | 0 | 0 | 0
24 | 0 | 0 | 0 | 0 | 0 | 0 | 0 | 0 | 0 | 0 | 0 | 0 | 0 | 0 | 0 | 0 | 0 | 0 | 0 | 0 | 0 | 0 | 0 | 0 | 0 | 0 | 0 | 0 | 0 | 0 | 0 | 0 | 0 | 0 | 0 | 0 | 0 | 0 | 0 | 0 | 0 | 0 | 0 | 0 | 0

## HP_Results
Hour | P_HP_1 | HP_Upward_1 | HP_Downward_1 | P_HP_2 | HP_Upward_2 | HP_Downward_2 | P_HP_3 | HP_Upward_3 | HP_Downward_3 | P_HP_4 | HP_Upward_4 | HP_Downward_4 | P_HP_5 | HP_Upward_5 | HP_Downward_5 | P_HP_6 | HP_Upward_6 | HP_Downward_6 | P_HP_7 | HP_Upward_7 | HP_Downward_7 | P_HP_8 | HP_Upward_8 | HP_Downward_8 | P_HP_9 | HP_Upward_9 | HP_Downward_9 | P_HP_10 | HP_Upward_10 | HP_Downward_10 | P_HP_11 | HP_Upward_11 | HP_Downward_11 | P_HP_12 | HP_Upward_12 | HP_Downward_12 | P_HP_13 | HP_Upward_13 | HP_Downward_13 | P_HP_14 | HP_Upward_14 | HP_Downward_14 | P_HP_15 | HP_Upward_15 | HP_Downward_15 | P_HP_16 | HP_Upward_16 | HP_Downward_16 | P_HP_17 | HP_Upward_17 | HP_Downward_17 | P_HP_18 | HP_Upward_18 | HP_Downward_18 | P_HP_19 | HP_Upward_19 | HP_Downward_19 | P_HP_20 | HP_Upward_20 | HP_Downward_20 | P_HP_21 | HP_Upward_21 | HP_Downward_21 | P_HP_22 | HP_Upward_22 | HP_Downward_22 | P_HP_23 | HP_Upward_23 | HP_Downward_23 | P_HP_24 | HP_Upward_24 | HP_Downward_24 | P_HP_25 | HP_Upward_25 | HP_Downward_25 | P_HP_26 | HP_Upward_26 | HP_Downward_26 | P_HP_27 | HP_Upward_27 | HP_Downward_27 | P_HP_28 | HP_Upward_28 | HP_Downward_28 | P_HP_29 | HP_Upward_29 | HP_Downward_29 | P_HP_30 | HP_Upward_30 | HP_Downward_30 | P_HP_31 | HP_Upward_31 | HP_Downward_31 | P_HP_32 | HP_Upward_32 | HP_Downward_32 | P_HP_33 | HP_Upward_33 | HP_Downward_33 | P_HP_34 | HP_Upward_34 | HP_Downward_34 | P_HP_35 | HP_Upward_35 | HP_Downward_35 | P_HP_36 | HP_Upward_36 | HP_Downward_36 | P_HP_37 | HP_Upward_37 | HP_Downward_37 | P_HP_38 | HP_Upward_38 | HP_Downward_38 | P_HP_39 | HP_Upward_39 | HP_Downward_39
1 | 1.4789 | 0 | 0.29578 | 0.70914 | 0 | 0.14183 | 0.88649 | 0 | 0.1773 | 1.031 | 0 | 0.2062 | 2.5211 | 0 | 0.50422 | 2.4955 | 0 | 0.4991 | 3.6511 | 0 | 0.73021 | 0.77008 | 0 | 0.15402 | 1.0393 | 0 | 0.20787 | 0.91225 | 0 | 0.18245 | 4.2692 | 0 | 0.85385 | 0.70129 | 0 | 0.14026 | 0.79785 | 0 | 0.15957 | 2.1409 | 0 | 0.42818 | 2.329 | 0 | 0.46581 | 2.3158 | 0 | 0.46317 | 1.7117 | 0 | 0.34234 | 1.1459 | 0 | 0.22917 | 1.3271 | 0 | 0.26542 | 1.7231 | 0 | 0.34462 | 1.0224 | 0 | 0.20447 | 2.646 | 0 | 0.52921 | 1.7461 | 0 | 0.34922 | 1.5097 | 0 | 0.30194 | 1.2839 | 0 | 0.25677 | 0.83576 | 0 | 0.16715 | 2.2088 | 0 | 0.44176 | 1.1668 | 0 | 0.23336 | 1.0542 | 0 | 0.21084 | 3.7104 | 0 | 0.74208 | 1.0339 | 0 | 0.20678 | 2.4114 | 0 | 0.48227 | 3.4817 | 0 | 0.69635 | 0.70621 | 0 | 0.14124 | 0.70374 | 0 | 0.14075 | 0.81809 | 0 | 0.16362 | 1.7106 | 0 | 0.34212 | 3.1007 | 0 | 0.62014 | 0.92997 | 0 | 0.18599
2 | 1.4292 | 0 | 0.28583 | 0.68401 | 0 | 0.1368 | 0.85341 | 0 | 0.17068 | 1.002 | 0 | 0.20039 | 2.4355 | 0 | 0.48709 | 2.4299 | 0 | 0.48598 | 3.5533 | 0 | 0.71066 | 0.74108 | 0 | 0.14822 | 1.0011 | 0 | 0.20023 | 0.87712 | 0 | 0.17542 | 4.2902 | 0 | 0.85804 | 0.67313 | 0 | 0.13463 | 0.76678 | 0 | 0.15336 | 2.062 | 0 | 0.41239 | 2.2487 | 0 | 0.44975 | 2.237 | 0 | 0.4474 | 1.6491 | 0 | 0.32983 | 1.1115 | 0 | 0.2223 | 1.2882 | 0 | 0.25764 | 1.6897 | 0 | 0.33793 | 0.98676 | 0 | 0.19735 | 2.5683 | 0 | 0.51366 | 1.6912 | 0 | 0.33823 | 1.4525 | 0 | 0.29049 | 1.2383 | 0 | 0.24766 | 0.80483 | 0 | 0.16097 | 2.1341 | 0 | 0.42682 | 1.1295 | 0 | 0.22591 | 1.0131 | 0 | 0.20262 | 3.7279 | 0 | 0.74558 | 0.99309 | 0 | 0.19862 | 2.3264 | 0 | 0.46528 | 3.428 | 0 | 0.6856 | 0.68437 | 0 | 0.13687 | 0.67566 | 0 | 0.13513 | 0.78589 | 0 | 0.15718 | 1.6475 | 0 | 0.32949 | 2.9974 | 0 | 0.59948 | 0.90052 | 0 | 0.1801
3 | 1.4753 | 0.29506 | 0.29506 | 0.70608 | 0.14122 | 0.14122 | 0.88109 | 0.17622 | 0.17622 | 1.0339 | 0.20678 | 0.20678 | 2.5141 | 0.50282 | 0.50282 | 2.5071 | 0.50143 | 0.50143 | 3.667 | 0.73339 | 0.73339 | 0.76508 | 0.15302 | 0.15302 | 1.0336 | 0.20672 | 0.20672 | 0.90557 | 0.18111 | 0.18111 | 4.4221 | 0.88441 | 0.88441 | 0.69502 | 0.139 | 0.139 | 0.7917 | 0.15834 | 0.15834 | 2.1287 | 0.42573 | 0.42573 | 2.3214 | 0.46428 | 0.46428 | 2.309 | 0.46181 | 0.46181 | 1.7026 | 0.34051 | 0.34051 | 1.147 | 0.22941 | 0.22941 | 1.3295 | 0.26591 | 0.26591 | 1.7427 | 0.34854 | 0.34854 | 1.0187 | 0.20373 | 0.20373 | 2.6503 | 0.53007 | 0.53007 | 1.7454 | 0.34907 | 0.34907 | 1.4995 | 0.29991 | 0.29991 | 1.2782 | 0.25565 | 0.25565 | 0.83087 | 0.16617 | 0.16617 | 2.2028 | 0.44055 | 0.44055 | 1.1658 | 0.23316 | 0.23316 | 1.046 | 0.20919 | 0.20919 | 3.8404 | 0.76807 | 0.76807 | 1.0254 | 0.20507 | 0.20507 | 2.4014 | 0.48029 | 0.48029 | 3.5349 | 0.70699 | 0.70699 | 0.70629 | 0.14126 | 0.14126 | 0.69762 | 0.13952 | 0.13952 | 0.81142 | 0.16228 | 0.16228 | 1.7008 | 0.34015 | 0.34015 | 3.0938 | 0.61875 | 0.61875 | 0.92939 | 0.18588 | 0.18588
4 | 1.554 | 0.3108 | 0.3108 | 0.74376 | 0.14875 | 0.14875 | 0.92781 | 0.18556 | 0.18556 | 1.09 | 0.21799 | 0.21799 | 2.6482 | 0.52963 | 0.52963 | 2.6436 | 0.52872 | 0.52872 | 3.8648 | 0.77296 | 0.77296 | 0.80571 | 0.16114 | 0.16114 | 1.0884 | 0.21769 | 0.21769 | 0.95357 | 0.19071 | 0.19071 | 4.6726 | 0.93452 | 0.93452 | 0.73172 | 0.14634 | 0.14634 | 0.83356 | 0.16671 | 0.16671 | 2.2419 | 0.44838 | 0.44838 | 2.4451 | 0.48901 | 0.48901 | 2.4326 | 0.48653 | 0.48653 | 1.793 | 0.35859 | 0.35859 | 1.209 | 0.2418 | 0.2418 | 1.401 | 0.28019 | 0.28019 | 1.8389 | 0.36779 | 0.36779 | 1.0729 | 0.21458 | 0.21458 | 2.7936 | 0.55873 | 0.55873 | 1.8393 | 0.36786 | 0.36786 | 1.5791 | 0.31582 | 0.31582 | 1.3464 | 0.26929 | 0.26929 | 0.87506 | 0.17501 | 0.17501 | 2.3207 | 0.46415 | 0.46415 | 1.2285 | 0.24569 | 0.24569 | 1.1014 | 0.22027 | 0.22027 | 4.0627 | 0.81254 | 0.81254 | 1.0796 | 0.21592 | 0.21592 | 2.5297 | 0.50593 | 0.50593 | 3.7317 | 0.74634 | 0.74634 | 0.74435 | 0.14887 | 0.14887 | 0.73448 | 0.1469 | 0.1469 | 0.85435 | 0.17087 | 0.17087 | 1.7912 | 0.35824 | 0.35824 | 3.2596 | 0.65192 | 0.65192 | 0.97939 | 0.19588 | 0.19588
5 | 1.4281 | 0.28561 | 0.28561 | 0.68347 | 0.13669 | 0.13669 | 0.85306 | 0.17061 | 0.17061 | 1.0003 | 0.20006 | 0.20006 | 2.4337 | 0.48673 | 0.48673 | 2.4253 | 0.48505 | 0.48505 | 3.5482 | 0.70965 | 0.70965 | 0.7407 | 0.14814 | 0.14814 | 1.0007 | 0.20013 | 0.20013 | 0.87677 | 0.17535 | 0.17535 | 4.2717 | 0.85435 | 0.85435 | 0.673 | 0.1346 | 0.1346 | 0.76658 | 0.15332 | 0.15332 | 2.0607 | 0.41214 | 0.41214 | 2.2472 | 0.44944 | 0.44944 | 2.2349 | 0.44697 | 0.44697 | 1.6483 | 0.32967 | 0.32967 | 1.1099 | 0.22198 | 0.22198 | 1.2867 | 0.25733 | 0.25733 | 1.685 | 0.337 | 0.337 | 0.98611 | 0.19722 | 0.19722 | 2.5644 | 0.51287 | 0.51287 | 1.689 | 0.3378 | 0.3378 | 1.4518 | 0.29036 | 0.29036 | 1.2373 | 0.24746 | 0.24746 | 0.80436 | 0.16087 | 0.16087 | 2.132 | 0.4264 | 0.4264 | 1.1282 | 0.22563 | 0.22563 | 1.0127 | 0.20255 | 0.20255 | 3.707 | 0.74139 | 0.74139 | 0.99281 | 0.19856 | 0.19856 | 2.3245 | 0.4649 | 0.4649 | 3.4169 | 0.68338 | 0.68338 | 0.68345 | 0.13669 | 0.13669 | 0.6755 | 0.1351 | 0.1351 | 0.78566 | 0.15713 | 0.15713 | 1.6465 | 0.32929 | 0.32929 | 2.9942 | 0.59885 | 0.59885 | 0.89939 | 0.17988 | 0.17988
6 | 1.554 | 0.3108 | 0.3108 | 0.74376 | 0.14875 | 0.14875 | 0.92781 | 0.18556 | 0.18556 | 1.09 | 0.21799 | 0.21799 | 2.6482 | 0.52963 | 0.52963 | 2.6436 | 0.52872 | 0.52872 | 3.8648 | 0.77296 | 0.77296 | 0.80571 | 0.16114 | 0.16114 | 1.0884 | 0.21769 | 0.21769 | 0.95357 | 0.19071 | 0.19071 | 4.6726 | 0.93452 | 0.93452 | 0.73172 | 0.14634 | 0.14634 | 0.83356 | 0.16671 | 0.16671 | 2.2419 | 0.44838 | 0.44838 | 2.4451 | 0.48901 | 0.48901 | 2.4326 | 0.48653 | 0.48653 | 1.793 | 0.35859 | 0.35859 | 1.209 | 0.2418 | 0.2418 | 1.401 | 0.28019 | 0.28019 | 1.8389 | 0.36779 | 0.36779 | 1.0729 | 0.21458 | 0.21458 | 2.7936 | 0.55873 | 0.55873 | 1.8393 | 0.36786 | 0.36786 | 1.5791 | 0.31582 | 0.31582 | 1.3464 | 0.26929 | 0.26929 | 0.87506 | 0.17501 | 0.17501 | 2.3207 | 0.46415 | 0.46415 | 1.2285 | 0.24569 | 0.24569 | 1.1014 | 0.22027 | 0.22027 | 4.0627 | 0.81254 | 0.81254 | 1.0796 | 0.21592 | 0.21592 | 2.5297 | 0.50593 | 0.50593 | 3.7317 | 0.74634 | 0.74634 | 0.74435 | 0.14887 | 0.14887 | 0.73448 | 0.1469 | 0.1469 | 0.85435 | 0.17087 | 0.17087 | 1.7912 | 0.35824 | 0.35824 | 3.2596 | 0.65192 | 0.65192 | 0.97939 | 0.19588 | 0.19588
7 | 1.1202 | 0 | 0 | 0.53615 | 0 | 0 | 0.66845 | 0 | 0 | 0.78681 | 0 | 0 | 1.9088 | 0 | 0 | 1.909 | 0 | 0.3818 | 2.7887 | 0 | 0 | 0.58056 | 0 | 0.11611 | 0.78425 | 0 | 0 | 0.68699 | 0 | 0.1374 | 3.3864 | 0 | 0 | 0.527 | 0 | 0 | 0.60041 | 0 | 0 | 1.6157 | 0 | 0.32313 | 1.7623 | 0 | 0 | 1.7541 | 0 | 0 | 1.2919 | 0 | 0.25838 | 0.87243 | 0 | 0 | 1.0105 | 0 | 0 | 1.3296 | 0 | 0.26593 | 0.77326 | 0 | 0 | 2.0162 | 0 | 0.40323 | 1.3269 | 0 | 0 | 1.1378 | 0 | 0 | 0.97059 | 0 | 0 | 0.63061 | 0 | 0 | 1.6735 | 0 | 0 | 0.88616 | 0 | 0 | 0.79339 | 0 | 0.15868 | 2.9503 | 0 | 0 | 0.77763 | 0 | 0.15553 | 1.8236 | 0 | 0 | 2.7002 | 0 | 0 | 0.53704 | 0 | 0 | 0.52901 | 0 | 0.1058 | 0.6154 | 0 | 0.12308 | 1.2909 | 0 | 0 | 2.3507 | 0 | 0.47014 | 0.70652 | 0 | 0.1413
8 | 1.1802 | 0 | 0 | 0.56486 | 0 | 0 | 0.70487 | 0 | 0 | 0.82713 | 0 | 0 | 2.0113 | 0 | 0 | 2.0057 | 0 | 0 | 2.9336 | 0 | 0 | 0.61206 | 0 | 0 | 0.82687 | 0 | 0 | 0.72446 | 0 | 0 | 3.5376 | 0 | 0 | 0.55602 | 0 | 0 | 0.63336 | 0 | 0 | 1.7029 | 0 | 0 | 1.8571 | 0 | 0 | 1.8472 | 0 | 0 | 1.3621 | 0 | 0 | 0.91764 | 0 | 0 | 1.0636 | 0 | 0 | 1.3942 | 0 | 0 | 0.81492 | 0 | 0 | 2.1203 | 0 | 0 | 1.3963 | 0 | 0.27926 | 1.1996 | 0 | 0 | 1.0226 | 0 | 0.20452 | 0.6647 | 0 | 0 | 1.7622 | 0 | 0 | 0.93262 | 0 | 0 | 0.83678 | 0 | 0 | 3.0723 | 0 | 0 | 0.82028 | 0 | 0 | 1.9212 | 0 | 0 | 2.828 | 0 | 0 | 0.56503 | 0 | 0 | 0.5581 | 0 | 0 | 0.64913 | 0 | 0 | 1.3606 | 0 | 0 | 2.475 | 0 | 0 | 0.74351 | 0 | 0
9 | 1.1173 | 0 | 0 | 0.53472 | 0 | 0 | 0.66749 | 0 | 0 | 0.78228 | 0 | 0 | 1.904 | 0 | 0 | 1.8965 | 0 | 0 | 2.7753 | 0 | 0 | 0.57956 | 0 | 0 | 0.78298 | 0 | 0 | 0.68606 | 0 | 0 | 3.3372 | 0 | 0 | 0.52665 | 0 | 0 | 0.59987 | 0 | 0 | 1.6123 | 0 | 0 | 1.7582 | 0 | 0 | 1.7483 | 0 | 0 | 1.2897 | 0 | 0 | 0.86808 | 0 | 0 | 1.0065 | 0 | 0.20129 | 1.3172 | 0 | 0 | 0.77153 | 0 | 0 | 2.0056 | 0 | 0 | 1.3211 | 0 | 0 | 1.136 | 0 | 0 | 0.96803 | 0 | 0 | 0.62935 | 0 | 0 | 1.6678 | 0 | 0 | 0.88247 | 0 | 0 | 0.79247 | 0 | 0 | 2.8944 | 0 | 0 | 0.77689 | 0 | 0 | 1.8186 | 0 | 0 | 2.6705 | 0 | 0 | 0.53458 | 0 | 0 | 0.52861 | 0 | 0 | 0.61479 | 0 | 0 | 1.2882 | 0 | 0 | 2.3423 | 0 | 0 | 0.70351 | 0 | 0
10 | 0.99132 | 0 | 0 | 0.47443 | 0 | 0 | 0.59275 | 0 | 0 | 0.6926 | 0 | 0 | 1.6895 | 0 | 0 | 1.6782 | 0 | 0.33564 | 2.4587 | 0 | 0.49174 | 0.51455 | 0 | 0 | 0.69521 | 0 | 0.13904 | 0.60926 | 0 | 0 | 2.9363 | 0 | 0 | 0.46793 | 0 | 0 | 0.53289 | 0 | 0 | 1.4312 | 0 | 0 | 1.5603 | 0 | 0 | 1.5506 | 0 | 0 | 1.1451 | 0 | 0 | 0.76898 | 0 | 0 | 0.89216 | 0 | 0 | 1.1632 | 0 | 0 | 0.68475 | 0 | 0 | 1.7763 | 0 | 0 | 1.1708 | 0 | 0.23416 | 1.0086 | 0 | 0.20172 | 0.8589 | 0 | 0 | 0.55865 | 0 | 0.11173 | 1.4791 | 0 | 0.29582 | 0.78216 | 0 | 0.15643 | 0.70386 | 0 | 0 | 2.5387 | 0 | 0.50774 | 0.69012 | 0 | 0 | 1.6134 | 0 | 0 | 2.3557 | 0 | 0 | 0.47368 | 0 | 0 | 0.46963 | 0 | 0 | 0.54611 | 0 | 0 | 1.1435 | 0 | 0 | 2.0769 | 0 | 0.41539 | 0.6235 | 0 | 0
11 | 0.93129 | 0 | 0 | 0.44572 | 0 | 0 | 0.55633 | 0 | 0 | 0.65228 | 0 | 0 | 1.5871 | 0 | 0 | 1.5815 | 0 | 0.3163 | 2.3138 | 0 | 0 | 0.48305 | 0 | 0.09661 | 0.65259 | 0 | 0.13052 | 0.57179 | 0 | 0.11436 | 2.7851 | 0 | 0 | 0.43891 | 0 | 0 | 0.49994 | 0 | 0 | 1.3439 | 0 | 0 | 1.4655 | 0 | 0 | 1.4574 | 0 | 0 | 1.075 | 0 | 0 | 0.72377 | 0 | 0 | 0.83906 | 0 | 0 | 1.0987 | 0 | 0 | 0.64309 | 0 | 0 | 1.6722 | 0 | 0 | 1.1014 | 0 | 0 | 0.94679 | 0 | 0.18936 | 0.8069 | 0 | 0.16138 | 0.52456 | 0 | 0 | 1.3903 | 0 | 0.27807 | 0.7357 | 0 | 0.14714 | 0.66047 | 0 | 0.13209 | 2.4167 | 0 | 0.48334 | 0.64747 | 0 | 0.12949 | 1.5159 | 0 | 0 | 2.2279 | 0 | 0 | 0.44569 | 0 | 0.089137 | 0.44054 | 0 | 0 | 0.51238 | 0 | 0 | 1.0737 | 0 | 0 | 1.9526 | 0 | 0.39053 | 0.58651 | 0 | 0
12 | 0.99426 | 0 | 0.19885 | 0.47586 | 0 | 0.095172 | 0.5937 | 0 | 0.11874 | 0.69712 | 0 | 0.13942 | 1.6943 | 0 | 0.33887 | 1.6906 | 0 | 0.33813 | 2.4721 | 0 | 0.49443 | 0.51555 | 0 | 0.10311 | 0.69648 | 0 | 0.1393 | 0.61019 | 0 | 0.12204 | 2.9855 | 0 | 0.59711 | 0.46827 | 0 | 0.093654 | 0.53343 | 0 | 0.10669 | 1.4345 | 0 | 0.2869 | 1.5644 | 0 | 0.31289 | 1.5563 | 0 | 0.31126 | 1.1473 | 0 | 0.22946 | 0.77332 | 0 | 0.15466 | 0.89622 | 0 | 0.17924 | 1.1757 | 0 | 0.23514 | 0.68648 | 0 | 0.1373 | 1.7869 | 0 | 0 | 1.1766 | 0 | 0.23532 | 1.0105 | 0 | 0.20209 | 0.86146 | 0 | 0.17229 | 0.55991 | 0 | 0.11198 | 1.4847 | 0 | 0.29694 | 0.78585 | 0 | 0.15717 | 0.70477 | 0 | 0.14095 | 2.5945 | 0 | 0.51891 | 0.69086 | 0 | 0.13817 | 1.6185 | 0 | 0.32369 | 2.3853 | 0 | 0.47707 | 0.47614 | 0 | 0.095228 | 0.47003 | 0 | 0.094006 | 0.54672 | 0 | 0.10934 | 1.1461 | 0 | 0.22922 | 2.0853 | 0 | 0.41706 | 0.62651 | 0 | 0.1253
13 | 0.89351 | 0 | 0 | 0.42763 | 0 | 0 | 0.5339 | 0 | 0 | 0.62537 | 0 | 0 | 1.5227 | 0 | 0 | 1.516 | 0 | 0.3032 | 2.2189 | 0 | 0.44377 | 0.46355 | 0 | 0.09271 | 0.62626 | 0 | 0 | 0.54875 | 0 | 0 | 2.6649 | 0 | 0 | 0.42129 | 0 | 0 | 0.47984 | 0 | 0 | 1.2895 | 0 | 0 | 1.4061 | 0 | 0 | 1.3981 | 0 | 0 | 1.0316 | 0 | 0 | 0.69403 | 0 | 0 | 0.80477 | 0 | 0 | 1.0525 | 0 | 0 | 0.61705 | 0 | 0 | 1.6034 | 0 | 0 | 1.0563 | 0 | 0.21126 | 0.90858 | 0 | 0.18172 | 0.77416 | 0 | 0.15483 | 0.50335 | 0 | 0.10067 | 1.3337 | 0 | 0.26674 | 0.7056 | 0 | 0 | 0.63389 | 0 | 0 | 2.31 | 0 | 0 | 0.62144 | 0 | 0 | 1.4544 | 0 | 0 | 2.1335 | 0 | 0 | 0.42742 | 0 | 0.085483 | 0.42285 | 0 | 0 | 0.49177 | 0 | 0 | 1.0303 | 0 | 0 | 1.873 | 0 | 0 | 0.5625 | 0 | 0
14 | 0.62086 | 0 | 0 | 0.29715 | 0 | 0 | 0.37088 | 0 | 0 | 0.43485 | 0 | 0 | 1.0581 | 0 | 0 | 1.0543 | 0 | 0.21086 | 1.5426 | 0 | 0.30851 | 0.32203 | 0 | 0 | 0.43506 | 0 | 0 | 0.38119 | 0 | 0 | 1.8567 | 0 | 0 | 0.2926 | 0 | 0 | 0.33329 | 0 | 0 | 0.89593 | 0 | 0 | 0.97699 | 0 | 0 | 0.97162 | 0 | 0 | 0.71664 | 0 | 0 | 0.48251 | 0 | 0 | 0.55938 | 0 | 0 | 0.73247 | 0 | 0 | 0.42872 | 0 | 0 | 1.1148 | 0 | 0 | 0.73428 | 0 | 0.14686 | 0.63119 | 0 | 0.12624 | 0.53793 | 0 | 0.10759 | 0.34971 | 0 | 0.069942 | 0.92689 | 0 | 0.18538 | 0.49046 | 0 | 0 | 0.44031 | 0 | 0 | 1.6111 | 0 | 0 | 0.43165 | 0 | 0 | 1.0106 | 0 | 0 | 1.4853 | 0 | 0 | 0.29712 | 0 | 0 | 0.29369 | 0 | 0 | 0.34159 | 0 | 0 | 0.71583 | 0 | 0 | 1.3018 | 0 | 0 | 0.391 | 0 | 0
15 | 0.49493 | 0 | 0.098985 | 0.23686 | 0 | 0.047372 | 0.29613 | 0 | 0 | 0.34517 | 0 | 0 | 0.84357 | 0 | 0 | 0.83599 | 0 | 0.1672 | 1.226 | 0 | 0.2452 | 0.25703 | 0 | 0.051405 | 0.34729 | 0 | 0.069458 | 0.30439 | 0 | 0.060879 | 1.4559 | 0 | 0.29118 | 0.23388 | 0 | 0.046775 | 0.26631 | 0 | 0.053262 | 0.71474 | 0 | 0.14295 | 0.77911 | 0 | 0.15582 | 0.77386 | 0 | 0.15477 | 0.57202 | 0 | 0.1144 | 0.3834 | 0 | 0.076681 | 0.44507 | 0 | 0 | 0.57851 | 0 | 0 | 0.34194 | 0 | 0 | 0.88553 | 0 | 0 | 0.58395 | 0 | 0.11679 | 0.50385 | 0 | 0.10077 | 0.42881 | 0 | 0.085762 | 0.27901 | 0 | 0.055802 | 0.73814 | 0 | 0.14763 | 0.39016 | 0 | 0.078032 | 0.3517 | 0 | 0.07034 | 1.2554 | 0 | 0.25108 | 0.34488 | 0 | 0.068975 | 0.80547 | 0 | 0.16109 | 1.1704 | 0 | 0.23409 | 0.23622 | 0 | 0.047245 | 0.23471 | 0 | 0.046943 | 0.2729 | 0 | 0.05458 | 0.57108 | 0 | 0.11422 | 1.0364 | 0 | 0.20727 | 0.311 | 0 | 0.062199
16 | 0.55789 | 0 | 0.11158 | 0.267 | 0 | 0.0534 | 0.33351 | 0 | 0 | 0.39001 | 0 | 0 | 0.95082 | 0 | 0 | 0.94516 | 0 | 0.18903 | 1.3843 | 0 | 0.27686 | 0.28953 | 0 | 0.057906 | 0.39117 | 0 | 0.078235 | 0.34279 | 0 | 0.068559 | 1.6563 | 0 | 0.33126 | 0.26324 | 0 | 0.052648 | 0.2998 | 0 | 0.05996 | 0.80533 | 0 | 0.16107 | 0.87805 | 0 | 0.17561 | 0.87274 | 0 | 0.17455 | 0.64433 | 0 | 0.12887 | 0.43296 | 0 | 0 | 0.50222 | 0 | 0 | 0.65549 | 0 | 0 | 0.38533 | 0 | 0 | 1.0002 | 0 | 0 | 0.65912 | 0 | 0.13182 | 0.56752 | 0 | 0.1135 | 0.48337 | 0 | 0.096674 | 0.31436 | 0 | 0.062872 | 0.83251 | 0 | 0.1665 | 0.44031 | 0 | 0.088062 | 0.39601 | 0 | 0.079201 | 1.4333 | 0 | 0.28665 | 0.38826 | 0 | 0.077653 | 0.90804 | 0 | 0.18161 | 1.3279 | 0 | 0.26557 | 0.26667 | 0 | 0.053335 | 0.2642 | 0 | 0.052841 | 0.30724 | 0 | 0.061449 | 0.64346 | 0 | 0.12869 | 1.1691 | 0 | 0.23381 | 0.351 | 0 | 0.0702
17 | 0.49493 | 0 | 0.098985 | 0.23686 | 0 | 0.047372 | 0.29613 | 0 | 0.059227 | 0.34517 | 0 | 0.069034 | 0.84357 | 0 | 0.16871 | 0.83599 | 0 | 0.1672 | 1.226 | 0 | 0.2452 | 0.25703 | 0 | 0.051405 | 0.34729 | 0 | 0.069458 | 0.30439 | 0 | 0.060879 | 1.4559 | 0 | 0.29118 | 0.23388 | 0 | 0.046775 | 0.26631 | 0 | 0.053262 | 0.71474 | 0 | 0.14295 | 0.77911 | 0 | 0.15582 | 0.77386 | 0 | 0.15477 | 0.57202 | 0 | 0.1144 | 0.3834 | 0 | 0.076681 | 0.44507 | 0 | 0.089013 | 0.57851 | 0 | 0.1157 | 0.34194 | 0 | 0.068388 | 0.88553 | 0 | 0.17711 | 0.58395 | 0 | 0.11679 | 0.50385 | 0 | 0.10077 | 0.42881 | 0 | 0.085762 | 0.27901 | 0 | 0.055802 | 0.73814 | 0 | 0.14763 | 0.39016 | 0 | 0.078032 | 0.3517 | 0 | 0.07034 | 1.2554 | 0 | 0.25108 | 0.34488 | 0 | 0.068975 | 0.80547 | 0 | 0.16109 | 1.1704 | 0 | 0.23409 | 0.23622 | 0 | 0.047245 | 0.23471 | 0 | 0.046943 | 0.2729 | 0 | 0.05458 | 0.57108 | 0 | 0.11422 | 1.0364 | 0 | 0.20727 | 0.311 | 0 | 0.062199
18 | 0.68236 | 0 | 0.13647 | 0.32657 | 0 | 0 | 0.40778 | 0 | 0 | 0.47743 | 0 | 0 | 1.1629 | 0 | 0 | 1.1573 | 0 | 0.23145 | 1.6941 | 0 | 0.33883 | 0.35404 | 0 | 0.070807 | 0.47831 | 0 | 0.095663 | 0.41913 | 0 | 0.083825 | 2.0326 | 0 | 0.40652 | 0.3218 | 0 | 0.064359 | 0.36651 | 0 | 0.073302 | 0.98485 | 0 | 0.19697 | 1.0739 | 0 | 0.21477 | 1.0676 | 0 | 0 | 0.78788 | 0 | 0 | 0.52989 | 0 | 0 | 0.6145 | 0 | 0 | 0.80323 | 0 | 0 | 0.47125 | 0 | 0 | 1.2242 | 0 | 0 | 0.80655 | 0 | 0.16131 | 0.69394 | 0 | 0.13879 | 0.59122 | 0 | 0.11824 | 0.38443 | 0 | 0.076885 | 1.0185 | 0 | 0.20369 | 0.53877 | 0 | 0.10775 | 0.48416 | 0 | 0.096832 | 1.7611 | 0 | 0.35221 | 0.47467 | 0 | 0.094933 | 1.1107 | 0 | 0.22213 | 1.6279 | 0 | 0.32558 | 0.32635 | 0 | 0.065269 | 0.32298 | 0 | 0.064597 | 0.37562 | 0 | 0.075124 | 0.78689 | 0 | 0.15738 | 1.4302 | 0 | 0.28605 | 0.4295 | 0 | 0.0859
19 | 0.36752 | 0 | 0.073503 | 0.17585 | 0 | 0.035171 | 0.22091 | 0 | 0.044181 | 0.25322 | 0 | 0.050644 | 0.62668 | 0 | 0.12534 | 0.61143 | 0 | 0.12229 | 0.90268 | 0 | 0.18054 | 0.19152 | 0 | 0.038304 | 0.25888 | 0 | 0.051776 | 0.22713 | 0 | 0.045425 | 1.0304 | 0 | 0.20608 | 0.17498 | 0 | 0.034996 | 0.19906 | 0 | 0.039812 | 0.53189 | 0 | 0.10638 | 0.57915 | 0 | 0.11583 | 0.57323 | 0 | 0.11465 | 0.42631 | 0 | 0.085262 | 0.28212 | 0 | 0.056425 | 0.32873 | 0 | 0.065746 | 0.41834 | 0 | 0.083669 | 0.25429 | 0 | 0.050859 | 0.65097 | 0 | 0.13019 | 0.43074 | 0 | 0.086147 | 0.37559 | 0 | 0.075119 | 0.3184 | 0 | 0.06368 | 0.20767 | 0 | 0.041535 | 0.54657 | 0 | 0.10931 | 0.28801 | 0 | 0.057601 | 0.26263 | 0 | 0.052526 | 0.87177 | 0 | 0.17435 | 0.25774 | 0 | 0.051547 | 0.59782 | 0 | 0.11956 | 0.84081 | 0 | 0.16816 | 0.17409 | 0 | 0.034819 | 0.17553 | 0 | 0.035107 | 0.20391 | 0 | 0.040783 | 0.42502 | 0 | 0.085004 | 0.76678 | 0 | 0.15336 | 0.22948 | 0 | 0.045896
20 | 0.37193 | 0 | 0.074386 | 0.178 | 0 | 0.0356 | 0.22234 | 0 | 0.044468 | 0.26001 | 0 | 0.052001 | 0.63388 | 0 | 0.12678 | 0.6301 | 0 | 0.12602 | 0.92285 | 0 | 0.18457 | 0.19302 | 0 | 0.038604 | 0.26078 | 0 | 0.052157 | 0.22853 | 0 | 0.045706 | 1.1042 | 0 | 0.22084 | 0.17549 | 0 | 0.035099 | 0.19987 | 0 | 0.039973 | 0.53689 | 0 | 0.10738 | 0.58537 | 0 | 0.11707 | 0.58183 | 0 | 0.11637 | 0.42955 | 0 | 0.085911 | 0.28864 | 0 | 0.057728 | 0.33481 | 0 | 0.066963 | 0.43699 | 0 | 0.087399 | 0.25689 | 0 | 0.051378 | 0.66678 | 0 | 0.13336 | 0.43941 | 0 | 0.087882 | 0.37835 | 0 | 0.075669 | 0.32225 | 0 | 0.06445 | 0.20957 | 0 | 0.041914 | 0.55501 | 0 | 0.111 | 0.29354 | 0 | 0.058708 | 0.264 | 0 | 0.052801 | 0.95551 | 0 | 0.1911 | 0.25884 | 0 | 0.051768 | 0.60536 | 0 | 0.12107 | 0.88524 | 0 | 0.17705 | 0.17778 | 0 | 0.035557 | 0.17614 | 0 | 0.035227 | 0.20483 | 0 | 0.040966 | 0.42897 | 0 | 0.085794 | 0.77937 | 0 | 0.15587 | 0.234 | 0 | 0.0468
21 | 0.62086 | 0 | 0.12417 | 0.29715 | 0 | 0.059429 | 0.37088 | 0 | 0 | 0.43485 | 0 | 0 | 1.0581 | 0 | 0 | 1.0543 | 0 | 0.21086 | 1.5426 | 0 | 0.30851 | 0.32203 | 0 | 0.064407 | 0.43506 | 0 | 0.087012 | 0.38119 | 0 | 0.076239 | 1.8567 | 0 | 0.37135 | 0.2926 | 0 | 0.058521 | 0.33329 | 0 | 0.066658 | 0.89593 | 0 | 0.17919 | 0.97699 | 0 | 0.1954 | 0.97162 | 0 | 0.19432 | 0.71664 | 0 | 0.14333 | 0.48251 | 0 | 0 | 0.55938 | 0 | 0 | 0.73247 | 0 | 0 | 0.42872 | 0 | 0 | 1.1148 | 0 | 0 | 0.73428 | 0 | 0.14686 | 0.63119 | 0 | 0.12624 | 0.53793 | 0 | 0.10759 | 0.34971 | 0 | 0.069942 | 0.92689 | 0 | 0.18538 | 0.49046 | 0 | 0.098093 | 0.44031 | 0 | 0.088063 | 1.6111 | 0 | 0.32222 | 0.43165 | 0 | 0.08633 | 1.0106 | 0 | 0.20212 | 1.4853 | 0 | 0.29706 | 0.29712 | 0 | 0.059425 | 0.29369 | 0 | 0.058739 | 0.34159 | 0 | 0.068317 | 0.71583 | 0 | 0.14317 | 1.3018 | 0 | 0.26035 | 0.391 | 0 | 0.078201
22 | 0.62086 | 0 | 0.12417 | 0.29715 | 0 | 0.059429 | 0.37088 | 0 | 0 | 0.43485 | 0 | 0 | 1.0581 | 0 | 0 | 1.0543 | 0 | 0.21086 | 1.5426 | 0 | 0.30851 | 0.32203 | 0 | 0.064407 | 0.43506 | 0 | 0.087012 | 0.38119 | 0 | 0.076239 | 1.8567 | 0 | 0.37135 | 0.2926 | 0 | 0.058521 | 0.33329 | 0 | 0.066658 | 0.89593 | 0 | 0.17919 | 0.97699 | 0 | 0.1954 | 0.97162 | 0 | 0.19432 | 0.71664 | 0 | 0.14333 | 0.48251 | 0 | 0 | 0.55938 | 0 | 0 | 0.73247 | 0 | 0 | 0.42872 | 0 | 0 | 1.1148 | 0 | 0 | 0.73428 | 0 | 0.14686 | 0.63119 | 0 | 0.12624 | 0.53793 | 0 | 0.10759 | 0.34971 | 0 | 0.069942 | 0.92689 | 0 | 0.18538 | 0.49046 | 0 | 0.098093 | 0.44031 | 0 | 0.088063 | 1.6111 | 0 | 0.32222 | 0.43165 | 0 | 0.08633 | 1.0106 | 0 | 0.20212 | 1.4853 | 0 | 0.29706 | 0.29712 | 0 | 0.059425 | 0.29369 | 0 | 0.058739 | 0.34159 | 0 | 0.068317 | 0.71583 | 0 | 0.14317 | 1.3018 | 0 | 0.26035 | 0.391 | 0 | 0.078201
23 | 0.49493 | 0 | 0.098985 | 0.23686 | 0 | 0.047372 | 0.29613 | 0 | 0 | 0.34517 | 0 | 0 | 0.84357 | 0 | 0 | 0.83599 | 0 | 0.1672 | 1.226 | 0 | 0.2452 | 0.25703 | 0 | 0.051405 | 0.34729 | 0 | 0.069458 | 0.30439 | 0 | 0.060879 | 1.4559 | 0 | 0.29118 | 0.23388 | 0 | 0.046775 | 0.26631 | 0 | 0.053262 | 0.71474 | 0 | 0.14295 | 0.77911 | 0 | 0.15582 | 0.77386 | 0 | 0.15477 | 0.57202 | 0 | 0.1144 | 0.3834 | 0 | 0 | 0.44507 | 0 | 0 | 0.57851 | 0 | 0 | 0.34194 | 0 | 0 | 0.88553 | 0 | 0 | 0.58395 | 0 | 0.11679 | 0.50385 | 0 | 0.10077 | 0.42881 | 0 | 0.085762 | 0.27901 | 0 | 0.055802 | 0.73814 | 0 | 0.14763 | 0.39016 | 0 | 0.078032 | 0.3517 | 0 | 0.07034 | 1.2554 | 0 | 0.25108 | 0.34488 | 0 | 0.068975 | 0.80547 | 0 | 0.16109 | 1.1704 | 0 | 0.23409 | 0.23622 | 0 | 0.047245 | 0.23471 | 0 | 0.046943 | 0.2729 | 0 | 0.05458 | 0.57108 | 0 | 0.11422 | 1.0364 | 0 | 0.20727 | 0.311 | 0 | 0.062199
24 | 0.55789 | 0 | 0.11158 | 0.267 | 0 | 0.0534 | 0.33351 | 0 | 0 | 0.39001 | 0 | 0 | 0.95082 | 0 | 0 | 0.94516 | 0 | 0.18903 | 1.3843 | 0 | 0.27686 | 0.28953 | 0 | 0.057906 | 0.39117 | 0 | 0.078235 | 0.34279 | 0 | 0.068559 | 1.6563 | 0 | 0.33126 | 0.26324 | 0 | 0.052648 | 0.2998 | 0 | 0.05996 | 0.80533 | 0 | 0.16107 | 0.87805 | 0 | 0.17561 | 0.87274 | 0 | 0.17455 | 0.64433 | 0 | 0.12887 | 0.43296 | 0 | 0 | 0.50222 | 0 | 0 | 0.65549 | 0 | 0 | 0.38533 | 0 | 0 | 1.0002 | 0 | 0 | 0.65912 | 0 | 0.13182 | 0.56752 | 0 | 0.1135 | 0.48337 | 0 | 0.096674 | 0.31436 | 0 | 0.062872 | 0.83251 | 0 | 0.1665 | 0.44031 | 0 | 0.088062 | 0.39601 | 0 | 0.079201 | 1.4333 | 0 | 0.28665 | 0.38826 | 0 | 0.077653 | 0.90804 | 0 | 0.18161 | 1.3279 | 0 | 0.26557 | 0.26667 | 0 | 0.053335 | 0.2642 | 0 | 0.052841 | 0.30724 | 0 | 0.061449 | 0.64346 | 0 | 0.12869 | 1.1691 | 0 | 0.23381 | 0.351 | 0 | 0.0702

## Temperatures_HP
Hour | Theta_E_1 | Theta_U_1 | Theta_D_1 | Theta_E_2 | Theta_U_2 | Theta_D_2 | Theta_E_3 | Theta_U_3 | Theta_D_3 | Theta_E_4 | Theta_U_4 | Theta_D_4 | Theta_E_5 | Theta_U_5 | Theta_D_5 | Theta_E_6 | Theta_U_6 | Theta_D_6 | Theta_E_7 | Theta_U_7 | Theta_D_7 | Theta_E_8 | Theta_U_8 | Theta_D_8 | Theta_E_9 | Theta_U_9 | Theta_D_9 | Theta_E_10 | Theta_U_10 | Theta_D_10 | Theta_E_11 | Theta_U_11 | Theta_D_11 | Theta_E_12 | Theta_U_12 | Theta_D_12 | Theta_E_13 | Theta_U_13 | Theta_D_13 | Theta_E_14 | Theta_U_14 | Theta_D_14 | Theta_E_15 | Theta_U_15 | Theta_D_15 | Theta_E_16 | Theta_U_16 | Theta_D_16 | Theta_E_17 | Theta_U_17 | Theta_D_17 | Theta_E_18 | Theta_U_18 | Theta_D_18 | Theta_E_19 | Theta_U_19 | Theta_D_19 | Theta_E_20 | Theta_U_20 | Theta_D_20 | Theta_E_21 | Theta_U_21 | Theta_D_21 | Theta_E_22 | Theta_U_22 | Theta_D_22 | Theta_E_23 | Theta_U_23 | Theta_D_23 | Theta_E_24 | Theta_U_24 | Theta_D_24 | Theta_E_25 | Theta_U_25 | Theta_D_25 | Theta_E_26 | Theta_U_26 | Theta_D_26 | Theta_E_27 | Theta_U_27 | Theta_D_27 | Theta_E_28 | Theta_U_28 | Theta_D_28 | Theta_E_29 | Theta_U_29 | Theta_D_29 | Theta_E_30 | Theta_U_30 | Theta_D_30 | Theta_E_31 | Theta_U_31 | Theta_D_31 | Theta_E_32 | Theta_U_32 | Theta_D_32 | Theta_E_33 | Theta_U_33 | Theta_D_33 | Theta_E_34 | Theta_U_34 | Theta_D_34 | Theta_E_35 | Theta_U_35 | Theta_D_35 | Theta_E_36 | Theta_U_36 | Theta_D_36 | Theta_E_37 | Theta_U_37 | Theta_D_37 | Theta_E_38 | Theta_U_38 | Theta_D_38 | Theta_E_39 | Theta_U_39 | Theta_D_39
1 | 24 | 24 | 16 | 22 | 22 | 16 | 24 | 24 | 16 | 22 | 22 | 16 | 24 | 24 | 16 | 22 | 22 | 16 | 24 | 24 | 16 | 22 | 22 | 16 | 24 | 24 | 16 | 22 | 22 | 16 | 24 | 24 | 16 | 22 | 22 | 16 | 24 | 24 | 16 | 22 | 22 | 16 | 24 | 24 | 16 | 22 | 22 | 16 | 24 | 24 | 16 | 22 | 22 | 16 | 24 | 24 | 16 | 22 | 22 | 16 | 24 | 24 | 16 | 22 | 22 | 16 | 22 | 22 | 16 | 22 | 22 | 16 | 22 | 22 | 16 | 22 | 22 | 16 | 22 | 22 | 16 | 22 | 22 | 16 | 22 | 22 | 16 | 22 | 22 | 16 | 22 | 22 | 16 | 22 | 22 | 16 | 22 | 22 | 16 | 22 | 22 | 16 | 22 | 22 | 16 | 22 | 22 | 16 | 22 | 22 | 16 | 22 | 22 | 16 | 22 | 22 | 16
2 | 16 | 16 | 18.2551 | 16 | 16 | 18.2813 | 16 | 16 | 18.3208 | 16 | 16 | 18.1478 | 16 | 16 | 18.2613 | 16 | 16 | 18.115 | 16 | 16 | 18.1367 | 16 | 16 | 18.323 | 16 | 16 | 18.3105 | 16 | 16 | 18.3391 | 16 | 16 | 17.6391 | 16 | 16 | 18.3708 | 16 | 16 | 18.3501 | 16 | 16 | 18.3079 | 16 | 16 | 18.2702 | 16 | 16 | 18.2551 | 16 | 16 | 18.3072 | 16 | 16 | 18.1809 | 16 | 16 | 18.18 | 16 | 16 | 17.9962 | 16 | 16 | 18.2764 | 16 | 16 | 18.1701 | 16 | 16 | 18.2076 | 16 | 16 | 18.3279 | 16 | 16 | 18.2825 | 16 | 16 | 18.3106 | 16 | 16 | 18.2509 | 16 | 16 | 18.2161 | 16 | 16 | 18.3483 | 16 | 16 | 17.6154 | 16 | 16 | 18.3575 | 16 | 16 | 18.2775 | 16 | 16 | 17.9295 | 16 | 16 | 18.1981 | 16 | 16 | 18.366 | 16 | 16 | 18.3555 | 16 | 16 | 18.3091 | 16 | 16 | 18.2419 | 16 | 16 | 18.2117
3 | 16 | 16 | 18.296 | 16 | 16 | 18.2962 | 16 | 16 | 18.2982 | 16 | 16 | 18.2886 | 16 | 16 | 18.2962 | 16 | 16 | 18.2862 | 16 | 16 | 18.2902 | 16 | 16 | 18.2979 | 16 | 16 | 18.2979 | 16 | 16 | 18.2984 | 16 | 16 | 18.241 | 16 | 16 | 18.2993 | 16 | 16 | 18.299 | 16 | 16 | 18.2973 | 16 | 16 | 18.2965 | 16 | 16 | 18.295 | 16 | 16 | 18.2978 | 16 | 16 | 18.2908 | 16 | 16 | 18.2925 | 16 | 16 | 18.2756 | 16 | 16 | 18.2968 | 16 | 16 | 18.2901 | 16 | 16 | 18.2925 | 16 | 16 | 18.298 | 16 | 16 | 18.2963 | 16 | 16 | 18.2974 | 16 | 16 | 18.2948 | 16 | 16 | 18.2929 | 16 | 16 | 18.2987 | 16 | 16 | 18.2227 | 16 | 16 | 18.299 | 16 | 16 | 18.296 | 16 | 16 | 18.2685 | 16 | 16 | 18.2919 | 16 | 16 | 18.2992 | 16 | 16 | 18.2989 | 16 | 16 | 18.2974 | 16 | 16 | 18.2943 | 16 | 16 | 18.2927
4 | 18.3429 | 16 | 20.7126 | 18.3424 | 16 | 20.712 | 18.3574 | 16 | 20.7296 | 18.3056 | 16 | 20.669 | 18.3442 | 16 | 20.7142 | 18.2966 | 16 | 20.6584 | 18.3166 | 16 | 20.6818 | 18.3538 | 16 | 20.7253 | 18.3551 | 16 | 20.7269 | 18.3583 | 16 | 20.7305 | 18.2062 | 16 | 20.55 | 18.367 | 16 | 20.7406 | 18.3639 | 16 | 20.7371 | 18.3497 | 16 | 20.7205 | 18.3462 | 16 | 20.7165 | 18.3351 | 16 | 20.7036 | 18.3544 | 16 | 20.726 | 18.3148 | 16 | 20.6797 | 18.3262 | 16 | 20.6931 | 18.2639 | 16 | 20.6198 | 18.3476 | 16 | 20.7181 | 18.3118 | 16 | 20.6762 | 18.3221 | 16 | 20.6883 | 18.3552 | 16 | 20.7269 | 18.3427 | 16 | 20.7124 | 18.3504 | 16 | 20.7214 | 18.334 | 16 | 20.7022 | 18.3244 | 16 | 20.691 | 18.3608 | 16 | 20.7335 | 18.1592 | 16 | 20.4929 | 18.3633 | 16 | 20.7364 | 18.3413 | 16 | 20.7107 | 18.2456 | 16 | 20.598 | 18.3195 | 16 | 20.6852 | 18.3657 | 16 | 20.7391 | 18.3628 | 16 | 20.7358 | 18.35 | 16 | 20.7209 | 18.3315 | 16 | 20.6993 | 18.3232 | 16 | 20.6896
5 | 18.4952 | 16 | 20.9908 | 18.4952 | 16 | 20.9906 | 18.4975 | 16 | 20.9951 | 18.4888 | 16 | 20.979 | 18.4955 | 16 | 20.9912 | 18.4871 | 16 | 20.976 | 18.4908 | 16 | 20.9826 | 18.4969 | 16 | 20.994 | 18.4971 | 16 | 20.9944 | 18.4976 | 16 | 20.9953 | 18.4666 | 16 | 20.9417 | 18.4989 | 16 | 20.9978 | 18.4984 | 16 | 20.9969 | 18.4963 | 16 | 20.9928 | 18.4958 | 16 | 20.9918 | 18.494 | 16 | 20.9885 | 18.497 | 16 | 20.9942 | 18.4905 | 16 | 20.982 | 18.4925 | 16 | 20.9857 | 18.4804 | 16 | 20.9645 | 18.496 | 16 | 20.9922 | 18.4899 | 16 | 20.9811 | 18.4918 | 16 | 20.9844 | 18.4972 | 16 | 20.9944 | 18.4952 | 16 | 20.9907 | 18.4964 | 16 | 20.993 | 18.4938 | 16 | 20.9881 | 18.4922 | 16 | 20.9851 | 18.498 | 16 | 20.996 | 18.4536 | 16 | 20.921 | 18.4984 | 16 | 20.9968 | 18.495 | 16 | 20.9903 | 18.4763 | 16 | 20.9576 | 18.4913 | 16 | 20.9835 | 18.4987 | 16 | 20.9974 | 18.4983 | 16 | 20.9966 | 18.4964 | 16 | 20.9929 | 18.4934 | 16 | 20.9873 | 18.492 | 16 | 20.9847
6 | 18.297 | 16 | 20.5941 | 18.297 | 16 | 20.594 | 18.2984 | 16 | 20.5968 | 18.2934 | 16 | 20.5869 | 18.2972 | 16 | 20.5943 | 18.2925 | 16 | 20.5851 | 18.2945 | 16 | 20.589 | 18.2981 | 16 | 20.5961 | 18.2982 | 16 | 20.5963 | 18.2985 | 16 | 20.5969 | 18.2826 | 16 | 20.5657 | 18.2993 | 16 | 20.5985 | 18.299 | 16 | 20.598 | 18.2977 | 16 | 20.5953 | 18.2973 | 16 | 20.5947 | 18.2963 | 16 | 20.5926 | 18.2981 | 16 | 20.5962 | 18.2943 | 16 | 20.5887 | 18.2954 | 16 | 20.5909 | 18.2891 | 16 | 20.5784 | 18.2975 | 16 | 20.5949 | 18.294 | 16 | 20.5881 | 18.295 | 16 | 20.5901 | 18.2982 | 16 | 20.5964 | 18.297 | 16 | 20.594 | 18.2977 | 16 | 20.5955 | 18.2962 | 16 | 20.5924 | 18.2953 | 16 | 20.5905 | 18.2987 | 16 | 20.5974 | 18.2767 | 16 | 20.5546 | 18.2989 | 16 | 20.5979 | 18.2969 | 16 | 20.5938 | 18.2871 | 16 | 20.5745 | 18.2948 | 16 | 20.5896 | 18.2991 | 16 | 20.5983 | 18.2989 | 16 | 20.5978 | 18.2977 | 16 | 20.5954 | 18.2959 | 16 | 20.5919 | 18.2951 | 16 | 20.5903
7 | 18.4947 | 16 | 20.9894 | 18.4946 | 16 | 20.9892 | 18.4971 | 16 | 20.9942 | 18.4885 | 16 | 20.977 | 18.4949 | 16 | 20.9899 | 18.487 | 16 | 20.9739 | 18.4903 | 16 | 20.9807 | 18.4965 | 16 | 20.993 | 18.4967 | 16 | 20.9935 | 18.4973 | 16 | 20.9945 | 18.4713 | 16 | 20.9427 | 18.4987 | 16 | 20.9974 | 18.4982 | 16 | 20.9964 | 18.4958 | 16 | 20.9917 | 18.4953 | 16 | 20.9905 | 18.4934 | 16 | 20.9868 | 18.4966 | 16 | 20.9932 | 18.49 | 16 | 20.98 | 18.4919 | 16 | 20.9839 | 18.4814 | 16 | 20.9628 | 18.4955 | 16 | 20.991 | 18.4895 | 16 | 20.979 | 18.4912 | 16 | 20.9825 | 18.4967 | 16 | 20.9935 | 18.4947 | 16 | 20.9894 | 18.496 | 16 | 20.9919 | 18.4932 | 16 | 20.9865 | 18.4916 | 16 | 20.9833 | 18.4977 | 16 | 20.9953 | 18.4629 | 16 | 20.9258 | 18.4981 | 16 | 20.9962 | 18.4944 | 16 | 20.9889 | 18.4782 | 16 | 20.9565 | 18.4908 | 16 | 20.9816 | 18.4985 | 16 | 20.9969 | 18.498 | 16 | 20.996 | 18.4959 | 16 | 20.9918 | 18.4928 | 16 | 20.9856 | 18.4914 | 16 | 20.9829
8 | 19.0291 | 19 | 19.0583 | 19.0296 | 19 | 19.0592 | 19.0159 | 19 | 19.0319 | 19.0628 | 19 | 19.1255 | 19.0279 | 19 | 19.0558 | 19.0709 | 19 | 20.8905 | 19.0529 | 19 | 19.1058 | 19.0192 | 19 | 20.8246 | 19.018 | 19 | 19.0361 | 19.0152 | 19 | 20.8194 | 19.1517 | 19 | 19.3033 | 19.0073 | 19 | 19.0146 | 19.01 | 19 | 19.0201 | 19.023 | 19 | 20.8294 | 19.0261 | 19 | 19.0522 | 19.0361 | 19 | 19.0723 | 19.0187 | 19 | 20.8239 | 19.0546 | 19 | 19.1091 | 19.0442 | 19 | 19.0884 | 19.1002 | 19 | 20.9277 | 19.0249 | 19 | 19.0497 | 19.0572 | 19 | 20.8731 | 19.0479 | 19 | 19.0959 | 19.018 | 19 | 19.036 | 19.0293 | 19 | 19.0586 | 19.0223 | 19 | 19.0446 | 19.0372 | 19 | 19.0743 | 19.0458 | 19 | 19.0917 | 19.0129 | 19 | 20.8165 | 19.1932 | 19 | 19.3865 | 19.0106 | 19 | 20.8136 | 19.0306 | 19 | 19.0611 | 19.1166 | 19 | 19.2332 | 19.0503 | 19 | 19.1006 | 19.0085 | 19 | 20.8109 | 19.0111 | 19 | 20.8142 | 19.0227 | 19 | 19.0454 | 19.0394 | 19 | 20.8504 | 19.0469 | 19 | 20.8599
9 | 19.0003 | 19 | 19.0007 | 19.0004 | 19 | 19.0007 | 19.0001 | 19 | 19.0002 | 19.0016 | 19 | 19.0032 | 19.0003 | 19 | 19.0006 | 19.002 | 19 | 19.0539 | 19.0011 | 19 | 19.0022 | 19.0001 | 19 | 19.014 | 19.0001 | 19 | 19.0003 | 19.0001 | 19 | 19.0111 | 19.0093 | 19 | 19.0186 | 19 | 19 | 19 | 19 | 19 | 19.0001 | 19.0002 | 19 | 19.0168 | 19.0003 | 19 | 19.0005 | 19.0005 | 19 | 19.001 | 19.0001 | 19 | 19.0136 | 19.0012 | 19 | 19.0024 | 19.0008 | 19 | 19.0016 | 19.004 | 19 | 19.0778 | 19.0002 | 19 | 19.0005 | 19.0013 | 19 | 19.0431 | 19.0009 | 19 | 20.8595 | 19.0001 | 19 | 19.0003 | 19.0003 | 19 | 20.8748 | 19.0002 | 19 | 19.0004 | 19.0006 | 19 | 19.0011 | 19.0008 | 19 | 19.0017 | 19.0001 | 19 | 19.0094 | 19.0152 | 19 | 19.0303 | 19 | 19 | 19.0077 | 19.0004 | 19 | 19.0007 | 19.0055 | 19 | 19.011 | 19.001 | 19 | 19.002 | 19 | 19 | 19.0062 | 19 | 19 | 19.0081 | 19.0002 | 19 | 19.0004 | 19.0006 | 19 | 19.0293 | 19.0009 | 19 | 19.035
10 | 19 | 19 | 19 | 19 | 19 | 19 | 19 | 19 | 19 | 19 | 19 | 19.0001 | 19 | 19 | 19 | 19.0001 | 19 | 19.0015 | 19 | 19 | 19 | 19 | 19 | 19.0001 | 19 | 19 | 19 | 19 | 19 | 19.0001 | 19.0006 | 19 | 19.0011 | 19 | 19 | 19 | 19 | 19 | 19 | 19 | 19 | 19.0002 | 19 | 19 | 19 | 19 | 19 | 19 | 19 | 19 | 19.0001 | 19 | 19 | 19.0001 | 19 | 19 | 20.761 | 19.0002 | 19 | 19.0031 | 19 | 19 | 19 | 19 | 19 | 19.001 | 19 | 19 | 19.0358 | 19 | 19 | 19 | 19 | 19 | 19.022 | 19 | 19 | 19 | 19 | 19 | 19 | 19 | 19 | 19 | 19 | 19 | 19 | 19.0012 | 19 | 19.0024 | 19 | 19 | 19 | 19 | 19 | 19 | 19.0003 | 19 | 19.0005 | 19 | 19 | 19 | 19 | 19 | 19 | 19 | 19 | 19 | 19 | 19 | 19 | 19 | 19 | 19.0005 | 19 | 19 | 19.0007
11 | 19 | 19 | 19 | 19 | 19 | 19 | 19 | 19 | 19 | 19 | 19 | 19 | 19 | 19 | 19 | 19 | 19 | 20.5373 | 19 | 19 | 20.5533 | 19 | 19 | 19 | 19 | 19 | 20.5841 | 19 | 19 | 19 | 19 | 19 | 19.0001 | 19 | 19 | 19 | 19 | 19 | 19 | 19 | 19 | 19 | 19 | 19 | 19 | 19 | 19 | 19 | 19 | 19 | 19 | 19 | 19 | 19 | 19 | 19 | 19.0312 | 19 | 19 | 19.0001 | 19 | 19 | 19 | 19 | 19 | 19 | 19 | 19 | 20.5584 | 19 | 19 | 20.5841 | 19 | 19 | 19.0003 | 19 | 19 | 20.5803 | 19 | 19 | 20.5672 | 19 | 19 | 20.5595 | 19 | 19 | 19 | 19.0001 | 19 | 20.4276 | 19 | 19 | 19 | 19 | 19 | 19 | 19 | 19 | 19 | 19 | 19 | 19 | 19 | 19 | 19 | 19 | 19 | 19 | 19 | 19 | 19 | 19 | 19 | 20.5652 | 19 | 19 | 19
12 | 19 | 19 | 19 | 19 | 19 | 19 | 19 | 19 | 19 | 19 | 19 | 19 | 19 | 19 | 19 | 19 | 19 | 20.4925 | 19 | 19 | 19.033 | 19 | 19 | 20.4861 | 19 | 19 | 20.4984 | 19 | 19 | 20.489 | 19 | 19 | 19 | 19 | 19 | 19 | 19 | 19 | 19 | 19 | 19 | 19 | 19 | 19 | 19 | 19 | 19 | 19 | 19 | 19 | 19 | 19 | 19 | 19 | 19 | 19 | 19.0006 | 19 | 19 | 19 | 19 | 19 | 19 | 19 | 19 | 19 | 19 | 19 | 19.03 | 19 | 19 | 20.4984 | 19 | 19 | 20.4788 | 19 | 19 | 19.0141 | 19 | 19 | 20.4965 | 19 | 19 | 20.4956 | 19 | 19 | 20.4907 | 19 | 19 | 20.4708 | 19 | 19 | 20.4924 | 19 | 19 | 19 | 19 | 19 | 19 | 19 | 19 | 20.4637 | 19 | 19 | 19 | 19 | 19 | 19 | 19 | 19 | 19 | 19 | 19 | 20.4963 | 19 | 19 | 19
13 | 19 | 19 | 20.579 | 19 | 19 | 20.5786 | 19 | 19 | 20.5885 | 19 | 19 | 20.5546 | 19 | 19 | 20.5799 | 19 | 19 | 20.5912 | 19 | 19 | 20.5625 | 19 | 19 | 20.5976 | 19 | 19 | 20.5978 | 19 | 19 | 20.5981 | 19 | 19 | 20.4895 | 19 | 19 | 20.5947 | 19 | 19 | 20.5928 | 19 | 19 | 20.5834 | 19 | 19 | 20.5812 | 19 | 19 | 20.5739 | 19 | 19 | 20.5865 | 19 | 19 | 20.5606 | 19 | 19 | 20.5681 | 19 | 19 | 20.5273 | 19 | 19 | 20.5821 | 19 | 19 | 19 | 19 | 19 | 20.5659 | 19 | 19 | 20.5978 | 19 | 19 | 20.5962 | 19 | 19 | 20.584 | 19 | 19 | 20.5955 | 19 | 19 | 20.5944 | 19 | 19 | 20.5984 | 19 | 19 | 20.5742 | 19 | 19 | 20.5987 | 19 | 19 | 20.5779 | 19 | 19 | 20.5153 | 19 | 19 | 20.5932 | 19 | 19 | 20.5939 | 19 | 19 | 20.592 | 19 | 19 | 20.5836 | 19 | 19 | 20.5952 | 19 | 19 | 20.5661
14 | 19 | 19 | 19.0184 | 19 | 19 | 19.0187 | 19 | 19 | 19.0101 | 19 | 19 | 19.0392 | 19 | 19 | 19.0177 | 19 | 19 | 20.434 | 19 | 19 | 20.435 | 19 | 19 | 20.4384 | 19 | 19 | 19.0115 | 19 | 19 | 19.0097 | 19 | 19 | 19.0914 | 19 | 19 | 19.0047 | 19 | 19 | 19.0064 | 19 | 19 | 19.0146 | 19 | 19 | 19.0165 | 19 | 19 | 19.0228 | 19 | 19 | 19.0119 | 19 | 19 | 19.0342 | 19 | 19 | 19.0278 | 19 | 19 | 19.0617 | 19 | 19 | 19.0158 | 19 | 19 | 19 | 19 | 19 | 20.4355 | 19 | 19 | 20.4385 | 19 | 19 | 20.4376 | 19 | 19 | 20.4381 | 19 | 19 | 20.437 | 19 | 19 | 19.0293 | 19 | 19 | 19.0083 | 19 | 19 | 19.1235 | 19 | 19 | 19.0068 | 19 | 19 | 19.0193 | 19 | 19 | 19.0713 | 19 | 19 | 20.4358 | 19 | 19 | 19.0054 | 19 | 19 | 19.0071 | 19 | 19 | 19.0144 | 19 | 19 | 19.0252 | 19 | 19 | 19.0295
15 | 19 | 19 | 19.0002 | 19 | 19 | 19.0002 | 19 | 19 | 19.0001 | 19 | 19 | 19.001 | 19 | 19 | 19.0002 | 19 | 19 | 20.0067 | 19 | 19 | 20.005 | 19 | 19 | 19.0111 | 19 | 19 | 19.0001 | 19 | 19 | 19.0001 | 19 | 19 | 19.0056 | 19 | 19 | 19 | 19 | 19 | 19 | 19 | 19 | 19.0001 | 19 | 19 | 19.0002 | 19 | 19 | 19.0003 | 19 | 19 | 19.0001 | 19 | 19 | 19.0007 | 19 | 19 | 19.0005 | 19 | 19 | 19.0025 | 19 | 19 | 19.0002 | 19 | 19 | 19 | 19 | 19 | 20.0045 | 19 | 19 | 20.0017 | 19 | 19 | 20.0028 | 19 | 19 | 20.0021 | 19 | 19 | 20.0035 | 19 | 19 | 19.0005 | 19 | 19 | 19 | 19 | 19 | 19.0097 | 19 | 19 | 19 | 19 | 19 | 19.0002 | 19 | 19 | 19.0034 | 19 | 19 | 19.029 | 19 | 19 | 19 | 19 | 19 | 19 | 19 | 19 | 19.0001 | 19 | 19 | 19.0004 | 19 | 19 | 19.0006
16 | 19 | 19 | 19.786 | 19 | 19 | 19.7858 | 19 | 19 | 19 | 19 | 19 | 19 | 19 | 19 | 19 | 19 | 19 | 19.7945 | 19 | 19 | 19.7959 | 19 | 19 | 19.7908 | 19 | 19 | 19.7913 | 19 | 19 | 19.7927 | 19 | 19 | 19.7267 | 19 | 19 | 19.7965 | 19 | 19 | 19.7952 | 19 | 19 | 19.789 | 19 | 19 | 19.7874 | 19 | 19 | 19.7826 | 19 | 19 | 19.791 | 19 | 19 | 19.7737 | 19 | 19 | 19 | 19 | 19 | 19.0001 | 19 | 19 | 19 | 19 | 19 | 19 | 19 | 19 | 19.7962 | 19 | 19 | 19.7986 | 19 | 19 | 19.7977 | 19 | 19 | 19.7982 | 19 | 19 | 19.7971 | 19 | 19 | 19.7779 | 19 | 19 | 19.7938 | 19 | 19 | 19.7066 | 19 | 19 | 19.7949 | 19 | 19 | 19.7853 | 19 | 19 | 19.7437 | 19 | 19 | 19.7764 | 19 | 19 | 19.7959 | 19 | 19 | 19.7947 | 19 | 19 | 19.7891 | 19 | 19 | 19.781 | 19 | 19 | 19.7774
17 | 19 | 19 | 19.8952 | 19 | 19 | 19.8951 | 19 | 19 | 19 | 19 | 19 | 19 | 19 | 19 | 19 | 19 | 19 | 19.8884 | 19 | 19 | 19.8914 | 19 | 19 | 19.8969 | 19 | 19 | 19.897 | 19 | 19 | 19.8975 | 19 | 19 | 19.871 | 19 | 19 | 19.8988 | 19 | 19 | 19.8984 | 19 | 19 | 19.8962 | 19 | 19 | 19.8957 | 19 | 19 | 19.894 | 19 | 19 | 19.8969 | 19 | 19 | 19.017 | 19 | 19 | 19 | 19 | 19 | 19 | 19 | 19 | 19 | 19 | 19 | 19 | 19 | 19 | 19.8922 | 19 | 19 | 19.8971 | 19 | 19 | 19.8953 | 19 | 19 | 19.8964 | 19 | 19 | 19.894 | 19 | 19 | 19.8922 | 19 | 19 | 19.8979 | 19 | 19 | 19.8613 | 19 | 19 | 19.8983 | 19 | 19 | 19.8949 | 19 | 19 | 19.8785 | 19 | 19 | 19.8914 | 19 | 19 | 19.8986 | 19 | 19 | 19.8982 | 19 | 19 | 19.8963 | 19 | 19 | 19.8934 | 19 | 19 | 19.892
18 | 19 | 19 | 19.7964 | 19 | 19 | 19.7964 | 19 | 19 | 19.7923 | 19 | 19 | 19.7697 | 19 | 19 | 19.7866 | 19 | 19 | 19.7911 | 19 | 19 | 19.7934 | 19 | 19 | 19.7977 | 19 | 19 | 19.7978 | 19 | 19 | 19.7982 | 19 | 19 | 19.7798 | 19 | 19 | 19.7991 | 19 | 19 | 19.7988 | 19 | 19 | 19.7972 | 19 | 19 | 19.7968 | 19 | 19 | 19.7956 | 19 | 19 | 19.7977 | 19 | 19 | 19.7741 | 19 | 19 | 19.7787 | 19 | 19 | 19.7515 | 19 | 19 | 19.788 | 19 | 19 | 19.7724 | 19 | 19 | 19.7941 | 19 | 19 | 19.7978 | 19 | 19 | 19.7964 | 19 | 19 | 19.7973 | 19 | 19 | 19.7954 | 19 | 19 | 19.7943 | 19 | 19 | 19.7984 | 19 | 19 | 19.7734 | 19 | 19 | 19.7987 | 19 | 19 | 19.7963 | 19 | 19 | 19.7849 | 19 | 19 | 19.7938 | 19 | 19 | 19.799 | 19 | 19 | 19.7987 | 19 | 19 | 19.7972 | 19 | 19 | 19.7952 | 19 | 19 | 19.7942
19 | 19 | 19 | 20.0929 | 19 | 19 | 19.0095 | 19 | 19 | 19.0051 | 19 | 19 | 19.0194 | 19 | 19 | 19.0088 | 19 | 19 | 20.0826 | 19 | 19 | 20.0871 | 19 | 19 | 20.0954 | 19 | 19 | 20.0957 | 19 | 19 | 20.0963 | 19 | 19 | 20.0619 | 19 | 19 | 20.0982 | 19 | 19 | 20.0976 | 19 | 19 | 20.0945 | 19 | 19 | 20.0937 | 19 | 19 | 19.0115 | 19 | 19 | 19.006 | 19 | 19 | 19.017 | 19 | 19 | 19.0138 | 19 | 19 | 19.0304 | 19 | 19 | 19.0079 | 19 | 19 | 19.0178 | 19 | 19 | 20.0883 | 19 | 19 | 20.0957 | 19 | 19 | 20.0929 | 19 | 19 | 20.0946 | 19 | 19 | 20.091 | 19 | 19 | 20.0889 | 19 | 19 | 20.0969 | 19 | 19 | 20.0508 | 19 | 19 | 20.0974 | 19 | 19 | 20.0926 | 19 | 19 | 20.0711 | 19 | 19 | 20.0878 | 19 | 19 | 20.098 | 19 | 19 | 20.0973 | 19 | 19 | 20.0945 | 19 | 19 | 20.0904 | 19 | 19 | 20.0886
20 | 16 | 16 | 16.5964 | 16 | 16 | 16.5835 | 16 | 16 | 16.5911 | 16 | 16 | 16.5652 | 16 | 16 | 16.5844 | 16 | 16 | 16.591 | 16 | 16 | 16.5934 | 16 | 16 | 16.5977 | 16 | 16 | 16.5978 | 16 | 16 | 16.5982 | 16 | 16 | 16.5793 | 16 | 16 | 16.5991 | 16 | 16 | 16.5988 | 16 | 16 | 16.5972 | 16 | 16 | 16.5968 | 16 | 16 | 16.5799 | 16 | 16 | 16.5896 | 16 | 16 | 16.5697 | 16 | 16 | 16.5754 | 16 | 16 | 16.5447 | 16 | 16 | 16.5861 | 16 | 16 | 16.5682 | 16 | 16 | 16.594 | 16 | 16 | 16.5978 | 16 | 16 | 16.5964 | 16 | 16 | 16.5973 | 16 | 16 | 16.5954 | 16 | 16 | 16.5943 | 16 | 16 | 16.5984 | 16 | 16 | 16.5726 | 16 | 16 | 16.5987 | 16 | 16 | 16.5962 | 16 | 16 | 16.5845 | 16 | 16 | 16.5937 | 16 | 16 | 16.599 | 16 | 16 | 16.5987 | 16 | 16 | 16.5972 | 16 | 16 | 16.5951 | 16 | 16 | 16.5941
21 | 16 | 16 | 16.5976 | 16 | 16 | 16.5974 | 16 | 16 | 16.5987 | 16 | 16 | 16.5941 | 16 | 16 | 16.5976 | 16 | 16 | 16.594 | 16 | 16 | 16.5956 | 16 | 16 | 16.5984 | 16 | 16 | 16.5985 | 16 | 16 | 16.5988 | 16 | 16 | 16.5865 | 16 | 16 | 16.5994 | 16 | 16 | 16.5992 | 16 | 16 | 16.5981 | 16 | 16 | 16.5979 | 16 | 16 | 16.5968 | 16 | 16 | 16.5984 | 16 | 16 | 16.595 | 16 | 16 | 16.596 | 16 | 16 | 16.5897 | 16 | 16 | 16.5979 | 16 | 16 | 16.5947 | 16 | 16 | 16.596 | 16 | 16 | 16.5985 | 16 | 16 | 16.5976 | 16 | 16 | 16.5982 | 16 | 16 | 16.5969 | 16 | 16 | 16.5962 | 16 | 16 | 16.599 | 16 | 16 | 16.5822 | 16 | 16 | 16.5991 | 16 | 16 | 16.5975 | 16 | 16 | 16.5899 | 16 | 16 | 16.5958 | 16 | 16 | 16.5993 | 16 | 16 | 16.5991 | 16 | 16 | 16.5982 | 16 | 16 | 16.5968 | 16 | 16 | 16.5961
22 | 16 | 16 | 16.993 | 16 | 16 | 16.9928 | 16 | 16 | 16.0038 | 16 | 16 | 16.015 | 16 | 16 | 16.0067 | 16 | 16 | 16.9827 | 16 | 16 | 16.9872 | 16 | 16 | 16.9954 | 16 | 16 | 16.9957 | 16 | 16 | 16.9963 | 16 | 16 | 16.9624 | 16 | 16 | 16.9982 | 16 | 16 | 16.9976 | 16 | 16 | 16.9945 | 16 | 16 | 16.9937 | 16 | 16 | 16.9913 | 16 | 16 | 16.9955 | 16 | 16 | 16.013 | 16 | 16 | 16.0106 | 16 | 16 | 16.0238 | 16 | 16 | 16.006 | 16 | 16 | 16.0137 | 16 | 16 | 16.9884 | 16 | 16 | 16.9957 | 16 | 16 | 16.9929 | 16 | 16 | 16.9946 | 16 | 16 | 16.991 | 16 | 16 | 16.9889 | 16 | 16 | 16.9969 | 16 | 16 | 16.9515 | 16 | 16 | 16.9974 | 16 | 16 | 16.9926 | 16 | 16 | 16.9713 | 16 | 16 | 16.9878 | 16 | 16 | 16.998 | 16 | 16 | 16.9973 | 16 | 16 | 16.9945 | 16 | 16 | 16.9905 | 16 | 16 | 16.9886
23 | 16 | 16 | 16.9976 | 16 | 16 | 16.9975 | 16 | 16 | 16 | 16 | 16 | 16.0004 | 16 | 16 | 16.0001 | 16 | 16 | 16.9938 | 16 | 16 | 16.9955 | 16 | 16 | 16.9984 | 16 | 16 | 16.9985 | 16 | 16 | 16.9988 | 16 | 16 | 16.9854 | 16 | 16 | 16.9994 | 16 | 16 | 16.9992 | 16 | 16 | 16.9981 | 16 | 16 | 16.9978 | 16 | 16 | 16.997 | 16 | 16 | 16.9985 | 16 | 16 | 16.0003 | 16 | 16 | 16.0002 | 16 | 16 | 16.001 | 16 | 16 | 16.0001 | 16 | 16 | 16.0003 | 16 | 16 | 16.9959 | 16 | 16 | 16.9985 | 16 | 16 | 16.9976 | 16 | 16 | 16.9982 | 16 | 16 | 16.9969 | 16 | 16 | 16.9961 | 16 | 16 | 16.999 | 16 | 16 | 16.9805 | 16 | 16 | 16.9991 | 16 | 16 | 16.9975 | 16 | 16 | 16.9892 | 16 | 16 | 16.9957 | 16 | 16 | 16.9993 | 16 | 16 | 16.9991 | 16 | 16 | 16.9981 | 16 | 16 | 16.9967 | 16 | 16 | 16.996
24 | 16 | 16 | 16.7976 | 16 | 16 | 16.7976 | 16 | 16 | 16 | 16 | 16 | 16 | 16 | 16 | 16 | 16 | 16 | 16.7941 | 16 | 16 | 16.7957 | 16 | 16 | 16.7984 | 16 | 16 | 16.7985 | 16 | 16 | 16.7988 | 16 | 16 | 16.7868 | 16 | 16 | 16.7994 | 16 | 16 | 16.7992 | 16 | 16 | 16.7981 | 16 | 16 | 16.7979 | 16 | 16 | 16.7971 | 16 | 16 | 16.7985 | 16 | 16 | 16 | 16 | 16 | 16 | 16 | 16 | 16 | 16 | 16 | 16 | 16 | 16 | 16 | 16 | 16 | 16.7961 | 16 | 16 | 16.7985 | 16 | 16 | 16.7976 | 16 | 16 | 16.7982 | 16 | 16 | 16.797 | 16 | 16 | 16.7963 | 16 | 16 | 16.799 | 16 | 16 | 16.7828 | 16 | 16 | 16.7991 | 16 | 16 | 16.7975 | 16 | 16 | 16.7901 | 16 | 16 | 16.7959 | 16 | 16 | 16.7993 | 16 | 16 | 16.7991 | 16 | 16 | 16.7982 | 16 | 16 | 16.7968 | 16 | 16 | 16.7962

## CHP_Results
Hour | P_CHPH_1 | U_CHPH_1 | D_CHPH_1 | P_CHPE_1 | U_CHPE_1 | D_CHPE_1 | P_CHPG_1 | D_CHPG_1 | U_CHPG_1 | P_CHPH_19 | U_CHPH_19 | D_CHPH_19 | P_CHPE_19 | U_CHPE_19 | D_CHPE_19 | P_CHPG_19 | D_CHPG_19 | U_CHPG_19
1 | 0 | 24.975 | 0 | 0 | 19.425 | 0 | 0 | 0 | 55.5 | 0.1625 | 33.3 | 0.1625 | 0.12639 | 25.9 | 0.12639 | 0.36111 | 0.36111 | 74
2 | 0 | 24.975 | 0 | 0 | 19.425 | 0 | 0 | 0 | 55.5 | 0.1625 | 33.3 | 0.1625 | 0.12639 | 25.9 | 0.12639 | 0.36111 | 0.36111 | 74
3 | 0 | 24.975 | 0 | 0 | 19.425 | 0 | 0 | 0 | 55.5 | 0.10833 | 33.3 | 0.10833 | 0.084259 | 25.9 | 0.084259 | 0.24074 | 0.24074 | 74
4 | 0 | 24.975 | 0 | 0 | 19.425 | 0 | 0 | 0 | 55.5 | 0 | 33.3 | 0 | 0 | 25.9 | 0 | 0 | 0 | 74
5 | 0 | 24.975 | 0 | 0 | 19.425 | 0 | 0 | 0 | 55.5 | 0 | 33.3 | 0 | 0 | 25.9 | 0 | 0 | 0 | 74
6 | 0 | 24.975 | 0 | 0 | 19.425 | 0 | 0 | 0 | 55.5 | 0 | 33.3 | 0 | 0 | 25.9 | 0 | 0 | 0 | 74
7 | 0 | 24.975 | 0 | 0 | 19.425 | 0 | 0 | 0 | 55.5 | 0.21667 | 33.3 | 0.21667 | 0.16852 | 25.9 | 0.16852 | 0.48148 | 0.48148 | 74
8 | 10.8333 | 24.975 | 10.8333 | 8.4259 | 19.425 | 8.4259 | 24.074 | 24.074 | 55.5 | 1.0292 | 33.3 | 1.0292 | 0.80046 | 25.9 | 0.80046 | 2.287 | 2.287 | 74
9 | 11.8333 | 24.975 | 11.8333 | 9.2037 | 19.425 | 9.2037 | 26.2962 | 26.2962 | 55.5 | 2.9792 | 33.3 | 2.9792 | 2.3171 | 25.9 | 2.3171 | 6.6204 | 6.6204 | 74
10 | 13.8333 | 24.975 | 13.8333 | 10.7592 | 19.425 | 10.7592 | 30.7407 | 30.7407 | 55.5 | 4.7667 | 33.3 | 4.7667 | 3.7074 | 25.9 | 3.7074 | 10.5926 | 10.5926 | 74
11 | 12.8333 | 24.975 | 12.8333 | 9.9815 | 19.425 | 9.9815 | 28.5184 | 28.5184 | 55.5 | 8.6666 | 33.3 | 8.6666 | 6.7407 | 25.9 | 6.7407 | 19.2592 | 19.2592 | 74
12 | 14.8333 | 24.975 | 14.8333 | 11.537 | 19.425 | 11.537 | 32.9629 | 32.9629 | 55.5 | 6.2833 | 33.3 | 6.2833 | 4.887 | 25.9 | 4.887 | 13.9629 | 13.9629 | 74
13 | 21.6666 | 24.975 | 21.6666 | 16.8518 | 19.425 | 16.8518 | 48.148 | 48.148 | 55.5 | 15.2208 | 33.3 | 15.2208 | 11.8384 | 25.9 | 11.8384 | 33.824 | 33.824 | 74
14 | 10.8333 | 24.975 | 10.8333 | 8.4259 | 19.425 | 8.4259 | 24.074 | 24.074 | 55.5 | 13.9208 | 33.3 | 13.9208 | 10.8273 | 25.9 | 10.8273 | 30.9351 | 30.9351 | 74
15 | 10.8333 | 24.975 | 10.8333 | 8.4259 | 19.425 | 8.4259 | 24.074 | 24.074 | 55.5 | 9.6416 | 33.3 | 9.6416 | 7.4991 | 25.9 | 7.4991 | 21.4259 | 21.4259 | 74
16 | 10.8333 | 24.975 | 10.8333 | 8.4259 | 19.425 | 8.4259 | 24.074 | 24.074 | 55.5 | 10.2375 | 33.3 | 10.2375 | 7.9625 | 25.9 | 7.9625 | 22.7499 | 22.7499 | 74
17 | 0 | 24.975 | 0 | 0 | 19.425 | 0 | 0 | 0 | 55.5 | 6.9875 | 33.3 | 6.9875 | 5.4347 | 25.9 | 5.4347 | 15.5277 | 15.5277 | 74
18 | 26.8333 | 24.975 | 24.975 | 20.8703 | 19.425 | 19.425 | 59.6296 | 55.5 | 55.5 | 3.4667 | 33.3 | 3.4667 | 2.6963 | 25.9 | 2.6963 | 7.7037 | 7.7037 | 74
19 | 27.8333 | 24.975 | 24.975 | 21.6481 | 19.425 | 19.425 | 61.8518 | 55.5 | 55.5 | 0.1625 | 33.3 | 0.1625 | 0.12639 | 25.9 | 0.12639 | 0.36111 | 0.36111 | 74
20 | 0 | 24.975 | 0 | 0 | 19.425 | 0 | 0 | 0 | 55.5 | 0.1625 | 33.3 | 0.1625 | 0.12639 | 25.9 | 0.12639 | 0.36111 | 0.36111 | 74
21 | 14.8333 | 24.975 | 14.8333 | 11.537 | 19.425 | 11.537 | 32.9629 | 32.9629 | 55.5 | 0.21667 | 33.3 | 0.21667 | 0.16852 | 25.9 | 0.16852 | 0.48148 | 0.48148 | 74
22 | 0 | 24.975 | 0 | 0 | 19.425 | 0 | 0 | 0 | 55.5 | 0.1625 | 33.3 | 0.1625 | 0.12639 | 25.9 | 0.12639 | 0.36111 | 0.36111 | 74
23 | 0 | 24.975 | 0 | 0 | 19.425 | 0 | 0 | 0 | 55.5 | 0.1625 | 33.3 | 0.1625 | 0.12639 | 25.9 | 0.12639 | 0.36111 | 0.36111 | 74
24 | 0 | 24.975 | 0 | 0 | 19.425 | 0 | 0 | 0 | 55.5 | 0 | 33.3 | 0 | 0 | 25.9 | 0 | 0 | 0 | 74

## Battery_Results
Hour | SOC_10 | P_charge_10 | P_discharge_10 | U_charge_10 | D_charge_10 | U_discharge_10 | D_discharge_10 | SOC_19 | P_charge_19 | P_discharge_19 | U_charge_19 | D_charge_19 | U_discharge_19 | D_discharge_19 | SOC_35 | P_charge_35 | P_discharge_35 | U_charge_35 | D_charge_35 | U_discharge_35 | D_discharge_35
1 | 6.1111 | 0 | 0 | 0 | 0 | 0 | 0 | 8.6111 | 0 | 0 | 0 | 0 | 0 | 0 | 8.6111 | 0 | 0 | 0 | 0 | 0 | 0
2 | 6.1111 | 11.1111 | 1.7764e-15 | 1 | 0 | 0 | 0 | 8.6111 | 11.1111 | 0 | 1 | 0 | 0 | 0 | 8.6111 | 11.1111 | 0 | 1 | 0 | 0 | 0
3 | 16.1111 | 0 | 0 | 0 | 0 | 0 | 0 | 18.6111 | 0 | 0 | 0 | 0 | 0 | 0 | 18.6111 | 0 | 0 | 0 | 0 | 0 | 0
4 | 16.1111 | 0 | 0 | 0 | 0 | 1 | 0 | 18.6111 | 0 | 0 | 0 | 0 | 1 | 0 | 18.6111 | 0 | 0 | 0 | 0 | 1 | 0
5 | 16.1111 | 0 | 0 | 0 | 0 | 0 | 0 | 18.6111 | 0 | 0 | 0 | 0 | 0 | 0 | 18.6111 | 0 | 0 | 0 | 0 | 0 | 0
6 | 16.1111 | 0 | 0 | 0 | 0 | 1 | 0 | 18.6111 | 0 | 0 | 0 | 0 | 1 | 0 | 18.6111 | 0 | 0 | 0 | 0 | 1 | 0
7 | 16.1111 | 0 | 1 | 0 | 0 | 0 | 0 | 18.6111 | 0 | 1 | 0 | 0 | 0 | 0 | 18.6111 | 0 | 1 | 0 | 0 | 0 | 0
8 | 15 | 0 | 0 | 0 | 0 | 1 | 0 | 17.5 | 0 | 0 | 0 | 0 | 1 | 0 | 17.5 | 0 | 0 | 0 | 0 | 1 | 0
9 | 15 | 0 | 1 | 0 | 0 | 0 | 0 | 17.5 | 0 | 1 | 0 | 0 | 0 | 0 | 17.5 | 0 | 1 | 0 | 0 | 0 | 0
10 | 13.8889 | 0 | 0 | 0 | 0 | 1 | 0 | 16.3889 | 0 | 0 | 0 | 0 | 1 | 0 | 16.3889 | 0 | 0 | 0 | 0 | 1 | 0
11 | 13.8889 | 0 | 1 | 0 | 0 | 0 | 0 | 16.3889 | 0 | 1 | 0 | 0 | 0 | 0 | 16.3889 | 0 | 1 | 0 | 0 | 0 | 0
12 | 12.7778 | 0 | 0 | 0 | 0 | 1 | 0 | 15.2778 | 0 | 0 | 0 | 0 | 1 | 0 | 15.2778 | 0 | 0 | 0 | 0 | 1 | 0
13 | 12.7778 | 0 | 1 | 0 | 0 | 0 | 0 | 15.2778 | 0 | 1 | 0 | 0 | 0 | 0 | 15.2778 | 0 | 1 | 0 | 0 | 0 | 0
14 | 11.6667 | 0 | 0 | 0 | 0 | 1 | 0 | 14.1667 | 0 | 0 | 0 | 0 | 1 | 0 | 14.1667 | 0 | 0 | 0 | 0 | 1 | 0
15 | 11.6667 | 0 | 1 | 0 | 0 | 0 | 0 | 14.1667 | 0 | 1 | 0 | 0 | 0 | 0 | 14.1667 | 0 | 1 | 0 | 0 | 0 | 0
16 | 10.5556 | 0 | 0 | 0 | 0 | 1 | 0 | 13.0556 | 0 | 0 | 0 | 0 | 1 | 0 | 13.0556 | 0 | 0 | 0 | 0 | 1 | 0
17 | 10.5556 | 0 | 1 | 0 | 0 | 0 | 0 | 13.0556 | 0 | 1 | 0 | 0 | 0 | 0 | 13.0556 | 0 | 1 | 0 | 0 | 0 | 0
18 | 9.4444 | 0 | 0 | 0 | 0 | 1 | 0 | 11.9444 | 0 | 0 | 0 | 0 | 1 | 0 | 11.9444 | 0 | 0 | 0 | 0 | 1 | 0
19 | 9.4444 | 0 | 1 | 0 | 0 | 0 | 0 | 11.9444 | 0 | 1 | 0 | 0 | 0 | 0 | 11.9444 | 0 | 1 | 0 | 0 | 0 | 0
20 | 8.3333 | 0 | 0 | 0 | 0 | 1 | 0 | 10.8333 | 0 | 0 | 0 | 0 | 1 | 0 | 10.8333 | 0 | 0 | 0 | 0 | 1 | 0
21 | 8.3333 | 0 | 1 | 0 | 0 | 0 | 0 | 10.8333 | 0 | 1 | 0 | 0 | 0 | 0 | 10.8333 | 0 | 1 | 0 | 0 | 0 | 0
22 | 7.2222 | 0 | 0 | 0 | 0 | 1 | 0 | 9.7222 | 0 | 0 | 0 | 0 | 1 | 0 | 9.7222 | 0 | 0 | 0 | 0 | 1 | 0
23 | 7.2222 | 0 | 1 | 0 | 0 | 0 | 0 | 9.7222 | 0 | 1 | 0 | 0 | 0 | 0 | 9.7222 | 0 | 1 | 0 | 0 | 0 | 0
24 | 6.1111 | 0 | 0 | 0 | 0 | 1 | 0 | 8.6111 | 0 | 0 | 0 | 0 | 1 | 0 | 8.6111 | 0 | 0 | 0 | 0 | 1 | 0

## P2G_Results
Hour | P2G_E_1 | P2G_H2_1 | U_P2G_E_1 | D_P2G_E_1 | P2G_E_6 | P2G_H2_6 | U_P2G_E_6 | D_P2G_E_6
1 | 86.5801 | 51.9481 | 86.5801 | 13.4199 | 64.4069 | 38.6442 | 64.4069 | 35.5931
2 | 100 | 60 | 100 | 0 | 70.1339 | 42.0803 | 70.1339 | 29.8661
3 | 100 | 60 | 100 | 0 | 93.2622 | 55.9573 | 93.2622 | 6.7378
4 | 100 | 60 | 100 | 0 | 100 | 60 | 100 | 0
5 | 100 | 60 | 100 | 0 | 100 | 60 | 100 | 0
6 | 100 | 60 | 100 | 0 | 100 | 60 | 100 | 0
7 | 100 | 60 | 100 | 0 | 100 | 60 | 100 | 0
8 | 100 | 60 | 100 | 0 | 100 | 60 | 100 | 0
9 | 100 | 60 | 100 | 0 | 100 | 60 | 100 | 0
10 | 100 | 60 | 100 | 0 | 100 | 60 | 100 | 0
11 | 100 | 60 | 100 | 0 | 100 | 60 | 100 | 0
12 | 100 | 60 | 100 | 0 | 100 | 60 | 100 | 0
13 | 100 | 60 | 100 | 0 | 100 | 60 | 100 | 0
14 | 100 | 60 | 100 | 0 | 100 | 60 | 100 | 0
15 | 100 | 60 | 100 | 0 | 100 | 60 | 100 | 0
16 | 100 | 60 | 100 | 0 | 100 | 60 | 100 | 0
17 | 86.5801 | 51.9481 | 86.5801 | 13.4199 | 65.3802 | 39.2281 | 65.3802 | 34.6198
18 | 86.5801 | 51.9481 | 86.5801 | 13.4199 | 53.3333 | 32 | 53.3333 | 46.6667
19 | 86.5801 | 51.9481 | 86.5801 | 13.4199 | 84.9617 | 50.977 | 84.9617 | 15.0383
20 | 100 | 60 | 100 | 0 | 100 | 60 | 100 | 0
21 | 100 | 60 | 100 | 0 | 100 | 60 | 100 | 0
22 | 100 | 60 | 100 | 0 | 100 | 60 | 100 | 0
23 | 100 | 60 | 100 | 0 | 100 | 60 | 100 | 0
24 | 100 | 60 | 100 | 0 | 100 | 60 | 100 | 0

## Hydrogen_Storage_Results
Hour | P_Sto_charge_H2_10 | P_Sto_discharge_H2_10 | SOC_H2_10 | U_reserve_charge_10 | D_reserve_charge_10 | U_reserve_discharge_10 | D_reserve_discharge_10 | P_Sto_charge_H2_19 | P_Sto_discharge_H2_19 | SOC_H2_19 | U_reserve_charge_19 | D_reserve_charge_19 | U_reserve_discharge_19 | D_reserve_discharge_19 | P_Sto_charge_H2_35 | P_Sto_discharge_H2_35 | SOC_H2_35 | U_reserve_charge_35 | D_reserve_charge_35 | U_reserve_discharge_35 | D_reserve_discharge_35
1 | 0 | 0 | 0 | 0 | 0 | 0 | 0 | 0 | 0 | 0 | 0 | 0 | 0 | 0 | 0 | 0 | 0 | 0 | 0 | 0 | 0
2 | 0 | 0 | 0 | 1 | 0 | 0 | 0 | 0 | 0 | 0 | 1 | 0 | 0 | 0 | 0 | 0 | 0 | 1 | 0 | 0 | 0
3 | 0 | 0 | 0 | 0 | 0 | 0 | 0 | 0 | 0 | 0 | 0 | 0 | 0 | 0 | 0 | 0 | 0 | 0 | 0 | 0 | 0
4 | 0 | 0 | 0 | 0 | 0 | 1 | 0 | 0 | 0 | 0 | 0 | 0 | 1 | 0 | 0 | 0 | 0 | 0 | 0 | 1 | 0
5 | 0 | 0 | 0 | 0 | 0 | 0 | 0 | 0 | 0 | 0 | 0 | 0 | 0 | 0 | 0 | 0 | 0 | 0 | 0 | 0 | 0
6 | 0 | 0 | 0 | 0 | 0 | 1 | 0 | 0 | 0 | 0 | 0 | 0 | 1 | 0 | 0 | 0 | 0 | 0 | 0 | 1 | 0
7 | 0 | 0 | 0 | 0 | 0 | 0 | 0 | 0 | 0 | 0 | 0 | 0 | 0 | 0 | 0 | 0 | 0 | 0 | 0 | 0 | 0
8 | 0 | 0 | 0 | 0 | 0 | 1 | 0 | 0 | 0 | 0 | 0 | 0 | 1 | 0 | 0 | 0 | 0 | 0 | 0 | 1 | 0
9 | 0 | 0 | 0 | 0 | 0 | 0 | 0 | 0 | 0 | 0 | 0 | 0 | 0 | 0 | 0 | 0 | 0 | 0 | 0 | 0 | 0
10 | 0 | 0 | 0 | 0 | 0 | 1 | 0 | 0 | 0 | 0 | 0 | 0 | 1 | 0 | 0 | 0 | 0 | 0 | 0 | 1 | 0
11 | 0 | 0 | 0 | 0 | 0 | 0 | 0 | 0 | 0 | 0 | 0 | 0 | 0 | 0 | 0 | 0 | 0 | 0 | 0 | 0 | 0
12 | 0 | 0 | 0 | 0 | 0 | 1 | 0 | 0 | 0 | 0 | 0 | 0 | 1 | 0 | 0 | 0 | 0 | 0 | 0 | 1 | 0
13 | 0 | 0 | 0 | 0 | 0 | 0 | 0 | 0 | 0 | 0 | 0 | 0 | 0 | 0 | 0 | 0 | 0 | 0 | 0 | 0 | 0
14 | 0 | 0 | 0 | 0 | 0 | 1 | 0 | 0 | 0 | 0 | 0 | 0 | 1 | 0 | 0 | 0 | 0 | 0 | 0 | 1 | 0
15 | 0 | 0 | 0 | 0 | 0 | 0 | 0 | 0 | 0 | 0 | 0 | 0 | 0 | 0 | 0 | 0 | 0 | 0 | 0 | 0 | 0
16 | 0 | 0 | 0 | 0 | 0 | 1 | 0 | 0 | 0 | 0 | 0 | 0 | 1 | 0 | 0 | 0 | 0 | 0 | 0 | 1 | 0
17 | 0 | 0 | 0 | 0 | 0 | 0 | 0 | 0 | 0 | 0 | 0 | 0 | 0 | 0 | 0 | 0 | 0 | 0 | 0 | 0 | 0
18 | 0 | 0 | 0 | 0 | 0 | 1 | 0 | 0 | 0 | 0 | 0 | 0 | 1 | 0 | 0 | 0 | 0 | 0 | 0 | 1 | 0
19 | 0 | 0 | 0 | 0 | 0 | 0 | 0 | 0 | 0 | 0 | 0 | 0 | 0 | 0 | 0 | 0 | 0 | 0 | 0 | 0 | 0
20 | 0 | 0 | 0 | 0 | 0 | 1 | 0 | 0 | 0 | 0 | 0 | 0 | 1 | 0 | 0 | 0 | 0 | 0 | 0 | 1 | 0
21 | 0 | 0 | 0 | 0 | 0 | 0 | 0 | 0 | 0 | 0 | 0 | 0 | 0 | 0 | 0 | 0 | 0 | 0 | 0 | 0 | 0
22 | 0 | 0 | 0 | 0 | 0 | 1 | 0 | 0 | 0 | 0 | 0 | 0 | 1 | 0 | 0 | 0 | 0 | 0 | 0 | 1 | 0
23 | 0 | 0 | 0 | 0 | 0 | 0 | 0 | 0 | 0 | 0 | 0 | 0 | 0 | 0 | 0 | 0 | 0 | 0 | 0 | 0 | 0
24 | 0 | 0 | 0 | 0 | 0 | 1 | 0 | 0 | 0 | 0 | 0 | 0 | 1 | 0 | 0 | 0 | 0 | 0 | 0 | 1 | 0

## FC_Results
Hour | P_FC_E_1 | U_FC_E_1 | D_FC_E_1 | P_Sto_FC_H2_1 | P_FC_E_20 | U_FC_E_20 | D_FC_E_20 | P_Sto_FC_H2_20 | P_FC_E_24 | U_FC_E_24 | D_FC_E_24 | P_Sto_FC_H2_24
1 | 0 | 0 | 0 | 0 | 0 | 0 | 0 | 0 | 0 | 0 | 0 | 0
2 | 0 | 0 | 0 | 0 | 0 | 0 | 0 | 0 | 0 | 0 | 0 | 0
3 | 0 | 0 | 0 | 0 | 0 | 0 | 0 | 0 | 0 | 0 | 0 | 0
4 | 0 | 0 | 0 | 0 | 0 | 0 | 0 | 0 | 0 | 0 | 0 | 0
5 | 0 | 0 | 0 | 0 | 0 | 0 | 0 | 0 | 0 | 0 | 0 | 0
6 | 0 | 0 | 0 | 0 | 0 | 0 | 0 | 0 | 0 | 0 | 0 | 0
7 | 0 | 0 | 0 | 0 | 0 | 0 | 0 | 0 | 0 | 0 | 0 | 0
8 | 0 | 0 | 0 | 0 | 0 | 0 | 0 | 0 | 0 | 0 | 0 | 0
9 | 0 | 0 | 0 | 0 | 0 | 0 | 0 | 0 | 0 | 0 | 0 | 0
10 | 0 | 0 | 0 | 0 | 0 | 0 | 0 | 0 | 0 | 0 | 0 | 0
11 | 0 | 0 | 0 | 0 | 0 | 0 | 0 | 0 | 0 | 0 | 0 | 0
12 | 0 | 0 | 0 | 0 | 0 | 0 | 0 | 0 | 0 | 0 | 0 | 0
13 | 0 | 0 | 0 | 0 | 0 | 0 | 0 | 0 | 0 | 0 | 0 | 0
14 | 0 | -1.837e-11 | 0 | 0 | 0 | 0 | 0 | 0 | 0 | 0 | 0 | 0
15 | 0 | 0 | 0 | 0 | 0 | 0 | 0 | 0 | 0 | 0 | 0 | 0
16 | 0 | 0 | 0 | 0 | 0 | 0 | 0 | 0 | 0 | 0 | 0 | 0
17 | 0 | 0 | 0 | 0 | 0 | 0 | 0 | 0 | 0 | 0 | 0 | 0
18 | 0 | 0 | 0 | 0 | 0 | 0 | 0 | 0 | 0 | 0 | 0 | 0
19 | 0 | 0 | 0 | 0 | 0 | 0 | 0 | 0 | 0 | 0 | 0 | 0
20 | 0 | 0 | 0 | 0 | 0 | 0 | 0 | 0 | 0 | 0 | 0 | 0
21 | 0 | 0 | 0 | 0 | 0 | 0 | 0 | 0 | 0 | 0 | 0 | 0
22 | 0 | 0 | 0 | 0 | 0 | 0 | 0 | 0 | 0 | 0 | 0 | 0
23 | 0 | 4.5617e-13 | 0 | 0 | 0 | 0 | 0 | 0 | 0 | 0 | 0 | 0
24 | 0 | 0 | 0 | 0 | 0 | 0 | 0 | 0 | 0 | 0 | 0 | 0

## EV_Results
Hour | P_EV_E_charge_1 | P_EV_E_discharge_1 | U_EV_E_up_1 | U_EV_E_down_1 | D_EV_E_up_1 | D_EV_E_down_1 | SOC_EV_1 | P_EV_E_charge_8 | P_EV_E_discharge_8 | U_EV_E_up_8 | U_EV_E_down_8 | D_EV_E_up_8 | D_EV_E_down_8 | SOC_EV_8 | P_EV_E_charge_13 | P_EV_E_discharge_13 | U_EV_E_up_13 | U_EV_E_down_13 | D_EV_E_up_13 | D_EV_E_down_13 | SOC_EV_13 | P_EV_E_charge_22 | P_EV_E_discharge_22 | U_EV_E_up_22 | U_EV_E_down_22 | D_EV_E_up_22 | D_EV_E_down_22 | SOC_EV_22 | P_EV_E_charge_25 | P_EV_E_discharge_25 | U_EV_E_up_25 | U_EV_E_down_25 | D_EV_E_up_25 | D_EV_E_down_25 | SOC_EV_25 | P_EV_E_charge_29 | P_EV_E_discharge_29 | U_EV_E_up_29 | U_EV_E_down_29 | D_EV_E_up_29 | D_EV_E_down_29 | SOC_EV_29 | P_EV_E_charge_31 | P_EV_E_discharge_31 | U_EV_E_up_31 | U_EV_E_down_31 | D_EV_E_up_31 | D_EV_E_down_31 | SOC_EV_31 | P_EV_E_charge_34 | P_EV_E_discharge_34 | U_EV_E_up_34 | U_EV_E_down_34 | D_EV_E_up_34 | D_EV_E_down_34 | SOC_EV_34 | P_EV_E_charge_39 | P_EV_E_discharge_39 | U_EV_E_up_39 | U_EV_E_down_39 | D_EV_E_up_39 | D_EV_E_down_39 | SOC_EV_39
1 | 5 | 0 | 0 | 0 | 0 | 0 | 29.8371 | 0 | 0 | 0 | 0 | 0 | 0 | 36.8371 | 0.73111 | 0 | 0 | 0 | 0 | 0 | 32.8371 | 0 | 0 | 0 | 0 | 0 | 0 | 26.8 | 0 | 0 | 0 | 0 | 0 | 0 | 32.8 | 0 | 0 | 0 | 0 | 0 | 0 | 35 | 0 | 0 | 0 | 0 | 0 | 0 | 40 | 0 | 0 | 0 | 0 | 0 | 0 | 28 | 7 | 0 | 0 | 0 | 0 | 0 | 25
2 | 5 | 0 | 0 | 0 | 0 | 0 | 34.3371 | 0 | 0 | 0 | 0 | 0 | 0 | 36.8371 | 7 | 0 | 0 | 0 | 0 | 0 | 33.4951 | 0 | 0 | 0 | 0 | 0 | 0 | 26.8 | 0 | 0 | 0 | 0 | 0 | 0 | 32.8 | 0 | 0 | 0 | 0 | 0 | 0 | 35 | 0 | 0 | 0 | 0 | 0 | 0 | 40 | 0 | 0 | 0 | 0 | 0 | 0 | 28 | 7 | 0 | 0 | 0 | 0 | 0 | 31.3
3 | 5 | 0 | 0 | 0 | 0 | 0 | 38.8371 | 0 | 0 | 0 | 0 | 0 | 0 | 36.8371 | 7 | 0 | 0 | 7 | 0 | 0 | 39.7951 | 0 | 0 | 0 | 0 | 0 | 0 | 26.8 | 0 | 0 | 0 | 0 | 0 | 0 | 32.8 | 0 | 0 | 0 | 0 | 0 | 0 | 35 | 0 | 0 | 0 | 0 | 0 | 0 | 40 | 0 | 0 | 0 | 0 | 0 | 0 | 28 | 7 | 0 | 0 | 7 | 0 | 0 | 37.6
4 | 5 | 0 | 0 | 0 | 0 | 0 | 43.3371 | 0 | 0 | 0 | 0 | 0 | 0 | 36.8371 | 0 | 0 | 0 | 0 | 0 | 0 | 46.0951 | 0 | 0 | 0 | 0 | 0 | 0 | 26.8 | 0 | 0 | 0 | 0 | 0 | 0 | 32.8 | 0 | 0 | 0 | 0 | 0 | 0 | 35 | 0 | 0 | 0 | 0 | 0 | 0 | 40 | 0 | 0 | 0 | 0 | 0 | 0 | 28 | 0 | 0 | 0 | 0 | 0 | 0 | 43.9
5 | 5 | 0 | 0 | 3.8244 | 0 | 0 | 47.8371 | 0 | 0 | 0 | 0 | 0 | 0 | 36.8371 | 7 | 0 | 0 | 7 | 0 | 0 | 46.0951 | 0 | 0 | 0 | 0 | 0 | 0 | 26.8 | 0 | 0 | 0 | 0 | 0 | 0 | 32.8 | 0 | 0 | 0 | 0 | 0 | 0 | 35 | 0 | 0 | 0 | 0 | 0 | 0 | 40 | 0 | 0 | 0 | 0 | 0 | 0 | 28 | 7 | 0 | 0 | 7 | 0 | 0 | 43.9
6 | 1.1756 | 0 | 0 | 0 | 0 | 0 | 52.3371 | 0 | 0 | 0 | 0 | 0 | 0 | 36.8371 | 0 | 0 | 0 | 0 | 0 | 0 | 52.3951 | 0 | 0 | 0 | 0 | 0 | 0 | 26.8 | 0 | 0 | 0 | 0 | 0 | 0 | 32.8 | 0 | 0 | 0 | 0 | 0 | 0 | 35 | 0 | 0 | 0 | 0 | 0 | 0 | 40 | 0 | 0 | 0 | 0 | 0 | 0 | 28 | 0 | 0 | 0 | 0 | 0 | 0 | 50.2
7 | 5 | 0 | 0 | 5 | 0 | 0 | 53.3951 | 0 | 0 | 0 | 0 | 0 | 0 | 36.8371 | 0 | 0 | 0 | 7 | 0 | 0 | 52.3951 | 0 | 0 | 0 | 0 | 0 | 0 | 26.8 | 0 | 0 | 0 | 0 | 0 | 0 | 32.8 | 0 | 0 | 0 | 0 | 0 | 0 | 35 | 0 | 0 | 0 | 9 | 0 | 0 | 40 | 0 | 0 | 0 | 0 | 0 | 0 | 28 | 7 | 0 | 0 | 7 | 0 | 0 | 50.2
8 | 0 | 0 | 0 | 0 | 0 | 0 | 57.8951 | 6 | 0 | 6 | 0 | 0 | 0 | 36.8371 | 0 | 0 | 0 | 0 | 0 | 0 | 52.3951 | 0 | 0 | 0 | 0 | 0 | 0 | 26.8 | 4 | 0 | 0 | 3.5556 | 0 | 0 | 32.8 | 0 | 0 | 0 | 0 | 0 | 0 | 35 | 0 | 0 | 0 | 0 | 0 | 0 | 40 | 0 | 0 | 0 | 0 | 0 | 0 | 28 | 0 | 0 | 0 | 0 | 0 | 0 | 56.5
9 | 5 | 0 | 0 | 5 | 0 | 0 | 57.8951 | 0 | 0 | 0 | 0 | 0 | 0 | 42.2371 | 0 | 0 | 0 | 0 | 0 | 0 | 52.3951 | 0 | 0 | 0 | 0 | 0 | 0 | 26.8 | 0.44444 | 0 | 0 | 0 | 0 | 0 | 36.4 | 4 | 0 | 4 | 3 | 0 | 0 | 35 | 0 | 0 | 0 | 9 | 0 | 0 | 40 | 0 | 0 | 0 | 12 | 0 | 0 | 28 | 0 | 0 | 0 | 7 | 0 | 0 | 56.5
10 | 0 | 0 | 0 | 0 | 0 | 0 | 62.3951 | 6 | 0 | 6 | 0 | 0 | 0 | 42.2371 | 0 | 0 | 0 | 0 | 0 | 0 | 52.3951 | 0 | 0 | 0 | 0 | 0 | 0 | 26.8 | 4 | 0 | 0 | 0 | 0 | 0 | 36.8 | 0 | 0 | 0 | 0 | 0 | 0 | 38.6 | 0 | 0 | 0 | 0 | 0 | 0 | 40 | 0 | 0 | 0 | 0 | 0 | 0 | 28 | 0 | 0 | 0 | 0 | 0 | 0 | 56.5
11 | 0 | 0 | 0 | 0 | 0 | 0 | 62.3951 | -2.2649e-13 | 0 | -2.2649e-13 | 2.2649e-13 | 0 | 0 | 47.6371 | 0 | 0 | 0 | 0 | 0 | 0 | 52.3951 | 0 | 0 | 0 | 0 | 0 | 0 | 26.8 | 4 | 0 | 0 | 0 | 0 | 0 | 40.4 | 0 | 0 | 0 | 0 | 0 | 0 | 38.6 | 0 | 0 | 0 | 9 | 0 | 0 | 40 | 0 | 0 | 0 | 12 | 0 | 0 | 28 | 3.8889 | 0 | 0 | 7 | 0 | 0 | 56.5
12 | 0 | 0 | 0 | 0 | 0 | 0 | 62.3951 | 6 | 0 | 6 | -4.885e-13 | 0 | 0 | 47.6371 | 0 | 0 | 0 | 0 | 0 | 0 | 52.3951 | 0 | 0 | 0 | 0 | 0 | 0 | 26.8 | 4 | 0 | 0 | 0 | 0 | 0 | 44 | 4 | 0 | 4 | 3 | 0 | 0 | 38.6 | 0 | 0 | 0 | 0 | 0 | 0 | 40 | 0 | 0 | 0 | 0 | 0 | 0 | 28 | 0 | 0 | 0 | 0 | 0 | 0 | 60
13 | 0 | 0 | 0 | 0 | 0 | 0 | 62.3951 | 0 | 0 | 0 | 0 | 0 | 0 | 53.0371 | 0 | 0 | 0 | 0 | 0 | 0 | 52.3951 | 0 | 0 | 0 | 0 | 0 | 0 | 26.8 | 4 | 0 | 0 | 0 | 0 | 0 | 47.6 | 0 | 0 | 0 | 0 | 0 | 0 | 42.2 | 0 | 0 | 0 | 9 | 0 | 0 | 40 | 7.3333 | 0 | 0 | 12 | 0 | 0 | 28 | 0 | 0 | 0 | 0 | 0 | 0 | 60
14 | 0 | 0 | 0 | 0 | 0 | 0 | 62.3951 | 6 | 0 | 0 | 5.38 | 0 | 0 | 53.0371 | 0 | 0 | 0 | 0 | 0 | 0 | 52.3951 | 0 | 0 | 0 | 0 | 0 | 0 | 26.8 | 4 | 0 | 0 | 0 | 0 | 0 | 51.2 | 4 | 0 | 4 | 3 | 0 | 0 | 42.2 | 0 | 0 | 0 | 1.1369e-13 | 0 | 0 | 40 | 0 | 0 | 0 | 0 | 0 | 0 | 34.6 | 0 | 0 | 0 | 0 | 0 | 0 | 60
15 | 0 | 0 | 0 | 0 | 0 | 0 | 62.3951 | 0.62 | 0 | 0 | 0 | 0 | 0 | 58.4371 | 0 | 0 | 0 | 0 | 0 | 0 | 52.3951 | 0 | 0 | 0 | 0 | 0 | 0 | 26.8 | 4 | 0 | 0 | 0 | 0 | 0 | 54.8 | 0 | 0 | 0 | 0 | 0 | 0 | 45.8 | 9 | 0 | 1.1391e-13 | 0 | 0 | 0 | 40 | 12 | 0 | 0 | 0 | 0 | 0 | 34.6 | 0 | 0 | 0 | 0 | 0 | 0 | 60
16 | 0 | 0 | 0 | 0 | 0 | 0 | 62.3951 | 6 | 0 | 6 | 0 | 0 | 0 | 58.9951 | 0 | 0 | 0 | 0 | 0 | 0 | 52.3951 | 0 | 0 | 0 | 0 | 0 | 0 | 26.8 | 4 | 0 | 0 | 0 | 0 | 0 | 58.4 | 6.8889 | 0 | 4 | 3 | 0 | 0 | 45.8 | 7.6667 | 0 | 0 | 9 | 0 | 0 | 48.1 | 12 | 0 | 12 | 0 | 0 | 0 | 45.4 | 0 | 0 | 0 | 0 | 0 | 0 | 60
17 | 0 | 0 | 0 | 0 | 0 | 0 | 62.3951 | 0 | 0 | 0 | 0 | 0 | 0 | 64.3951 | 0 | 0 | 0 | 0 | 0 | 0 | 52.3951 | 8 | 0 | 8 | 0 | 0 | 0 | 26.8 | 4 | 0 | 0 | 4 | 0 | 0 | 62 | 0 | 0 | 0 | 0 | 0 | 0 | 52 | 0 | 0 | 0 | 0 | 0 | 0 | 55 | 0 | 0 | 0 | 0 | 0 | 0 | 56.2 | 0 | 0 | 0 | 0 | 0 | 0 | 60
18 | 0 | 0 | 0 | 0 | 0 | 0 | 62.3951 | 0 | 0 | 0 | 0 | 0 | 0 | 64.3951 | 0 | 0 | 0 | 0 | 0 | 0 | 52.3951 | 0 | 0 | 0 | 0 | 0 | 0 | 34 | 0 | 0 | 0 | 0 | 0 | 0 | 65.6 | 0 | 0 | 0 | 0 | 0 | 0 | 52 | 0 | 0 | 0 | 0 | 0 | 0 | 55 | 0 | 0 | 0 | 12 | 0 | 0 | 56.2 | 0 | 0 | 0 | 0 | 0 | 0 | 60
19 | 0 | 0 | 0 | 0 | 0 | 0 | 62.3951 | 0 | 0 | 0 | 0 | 0 | 0 | 64.3951 | 0 | 0 | 0 | 0 | 0 | 0 | 52.3951 | 8 | 0 | 8 | 0 | 0 | 0 | 34 | 0 | 0 | 0 | 0 | 0 | 0 | 65.6 | 0 | 0 | 0 | 0 | 0 | 0 | 52 | 0 | 0 | 0 | 0 | 0 | 0 | 55 | 0 | 0 | 0 | 0 | 0 | 0 | 56.2 | 0 | 0 | 0 | 0 | 0 | 0 | 60
20 | 0 | 0 | 0 | 0 | 0 | 0 | 62.3951 | 0 | 0 | 0 | 0 | 0 | 0 | 64.3951 | 0 | 0 | 0 | 0 | 0 | 0 | 52.3951 | 0 | 0 | 0 | 0 | 0 | 0 | 41.2 | 0 | 0 | 0 | 0 | 0 | 0 | 65.6 | 0 | 0 | 0 | 0 | 0 | 0 | 52 | 0 | 0 | 0 | 0 | 0 | 0 | 55 | 0 | 0 | 0 | 0 | 0 | 0 | 56.2 | 0 | 0 | 0 | 0 | 0 | 0 | 60
21 | 0 | 0 | 0 | 0 | 0 | 0 | 62.3951 | 0 | 0 | 0 | 0 | 0 | 0 | 64.3951 | 0 | 0 | 0 | 0 | 0 | 0 | 52.3951 | 8 | 0 | 7.5556 | 0 | 0 | 0 | 41.2 | 0 | 0 | 0 | 0 | 0 | 0 | 65.6 | 0 | 0 | 0 | 0 | 0 | 0 | 52 | 0 | 0 | 0 | 0 | 0 | 0 | 55 | 0 | 0 | 0 | 0 | 0 | 0 | 56.2 | 0 | 0 | 0 | 0 | 0 | 0 | 60
22 | 0 | 0 | 0 | 0 | 0 | 0 | 62.3951 | 0 | 0 | 0 | 0 | 0 | 0 | 64.3951 | 0 | 0 | 0 | 0 | 0 | 0 | 52.3951 | 0.44444 | 0 | 0 | 0 | 0 | 0 | 48.4 | 0 | 0 | 0 | 0 | 0 | 0 | 65.6 | 0 | 0 | 0 | 0 | 0 | 0 | 52 | 0 | 0 | 0 | 0 | 0 | 0 | 55 | 0 | 0 | 0 | 0 | 0 | 0 | 56.2 | 0 | 0 | 0 | 0 | 0 | 0 | 60
23 | 0 | 0 | 0 | 0 | 0 | 0 | 62.3951 | 0 | 0 | 0 | 0 | 0 | 0 | 64.3951 | 0 | 0 | 0 | 0 | 0 | 0 | 52.3951 | 8 | 0 | 0 | 8 | 0 | 0 | 48.8 | 0 | 0 | 0 | 0 | 0 | 0 | 65.6 | 0 | 0 | 0 | 0 | 0 | 0 | 52 | 0 | 0 | 0 | 0 | 0 | 0 | 55 | 0 | 0 | 0 | 0 | 0 | 0 | 56.2 | 0 | 0 | 0 | 0 | 0 | 0 | 60
24 | 0 | 0 | 0 | 0 | 0 | 0 | 62.3951 | 0 | 0 | 0 | 0 | 0 | 0 | 64.3951 | 0 | 0 | 0 | 0 | 0 | 0 | 52.3951 | 0 | 0 | 0 | 0 | 0 | 0 | 56 | 0 | 0 | 0 | 0 | 0 | 0 | 65.6 | 0 | 0 | 0 | 0 | 0 | 0 | 52 | 0 | 0 | 0 | 0 | 0 | 0 | 55 | 0 | 0 | 0 | 0 | 0 | 0 | 56.2 | 0 | 0 | 0 | 0 | 0 | 0 | 60

## Wind_Turbine_Results
Hour | P_wind_E_4 | U_wind_4 | D_wind_4 | P_wind_E_18 | U_wind_18 | D_wind_18 | P_wind_E_39 | U_wind_39 | D_wind_39
1 | 5.7692 | 0 | 5.7692 | 0 | 0 | 0 | 0 | 0 | 0
2 | 17.3077 | 0 | 17.3077 | 10.7143 | 0 | 10.7143 | 8.3333 | 0 | 8.3333
3 | 34.6154 | 0 | 34.6154 | 42.8571 | 0 | 42.8571 | 33.3333 | 0 | 33.3333
4 | 63.4615 | 0 | 63.4615 | 31.2873 | 65.1413 | 31.2873 | 75 | 0 | 75
5 | 92.3077 | 0 | 92.3077 | 124.1265 | 25.8735 | 124.1265 | 0 | 116.6667 | 0
6 | 121.1538 | 0 | 121.1538 | 110.6829 | 39.3171 | 110.6829 | 0 | 150 | 0
7 | 138.4615 | 0 | 0 | 150 | 0 | 0 | 150 | 0 | 133.4535
8 | 150 | 0 | 119.2301 | 150 | 0 | 0 | 150 | 0 | 0
9 | 150 | 0 | 130.9404 | 150 | 0 | 0 | 150 | 0 | 0
10 | 150 | 0 | 0 | 150 | 0 | 98.1905 | 150 | 0 | 0
11 | 150 | 0 | 86.864 | 150 | 0 | 0 | 150 | 0 | 0
12 | 0 | 0 | 0 | 0 | 0 | 0 | 0 | 0 | 0
13 | 150 | 0 | 71.0479 | 150 | 0 | 0 | 150 | 0 | 0
14 | 115.3846 | 0 | 82.2589 | 150 | 0 | 0 | 150 | 0 | 0
15 | 121.1538 | 0 | 16.0514 | 150 | 0 | 0 | 150 | 0 | 0
16 | 150 | 0 | 47.3911 | 150 | 0 | 0 | 150 | 0 | 0
17 | 12.6923 | 0 | 12.6923 | 2.1429 | 0 | 2.1429 | 1.6667 | 0 | 1.6667
18 | 23.0769 | 0 | 0 | 21.4286 | 0 | 12.0427 | 16.6667 | 0 | 0
19 | 23.0769 | 0 | 23.0769 | 21.4286 | 0 | 21.4286 | 16.6667 | 0 | 16.6667
20 | 46.1538 | 0 | 46.1538 | 64.2857 | 0 | 24.5489 | 50 | 0 | 50
21 | 92.3077 | 0 | 92.3077 | 150 | 0 | 17.8896 | 116.6667 | 0 | 0
22 | 121.1538 | 0 | 119.4986 | 150 | 0 | 0 | 150 | 0 | 0
23 | 150 | 0 | 122.9336 | 150 | 0 | 0 | 150 | 0 | 0
24 | 115.3846 | 0 | 115.3846 | 150 | 0 | 4.7079 | 150 | 0 | 0

## Boiler_Results
Hour | P_Boiler_F_1 | U_Boiler_F_1 | D_Boiler_F_1 | P_Boiler_H_1 | U_Boiler_H_1 | D_Boiler_H_1 | P_Boiler_E_1 | U_Boiler_E_1 | D_Boiler_E_1 | P_Boiler_F_3 | U_Boiler_F_3 | D_Boiler_F_3 | P_Boiler_H_3 | U_Boiler_H_3 | D_Boiler_H_3 | P_Boiler_E_3 | U_Boiler_E_3 | D_Boiler_E_3 | P_Boiler_F_9 | U_Boiler_F_9 | D_Boiler_F_9 | P_Boiler_H_9 | U_Boiler_H_9 | D_Boiler_H_9 | P_Boiler_E_9 | U_Boiler_E_9 | D_Boiler_E_9 | P_Boiler_F_15 | U_Boiler_F_15 | D_Boiler_F_15 | P_Boiler_H_15 | U_Boiler_H_15 | D_Boiler_H_15 | P_Boiler_E_15 | U_Boiler_E_15 | D_Boiler_E_15 | P_Boiler_F_21 | U_Boiler_F_21 | D_Boiler_F_21 | P_Boiler_H_21 | U_Boiler_H_21 | D_Boiler_H_21 | P_Boiler_E_21 | U_Boiler_E_21 | D_Boiler_E_21 | P_Boiler_F_27 | U_Boiler_F_27 | D_Boiler_F_27 | P_Boiler_H_27 | U_Boiler_H_27 | D_Boiler_H_27 | P_Boiler_E_27 | U_Boiler_E_27 | D_Boiler_E_27 | P_Boiler_F_30 | U_Boiler_F_30 | D_Boiler_F_30 | P_Boiler_H_30 | U_Boiler_H_30 | D_Boiler_H_30 | P_Boiler_E_30 | U_Boiler_E_30 | D_Boiler_E_30 | P_Boiler_F_38 | U_Boiler_F_38 | D_Boiler_F_38 | P_Boiler_H_38 | U_Boiler_H_38 | D_Boiler_H_38 | P_Boiler_E_38 | U_Boiler_E_38 | D_Boiler_E_38
1 | 5 | 0 | 19 | 4.25 | 0 | 16.15 | 1 | 0 | 3.8 | 8 | 0 | 18.4 | 6.8 | 0 | 15.64 | 1.6 | 0 | 3.68 | 8 | 0 | 18.4 | 6.8 | 0 | 15.64 | 1.6 | 0 | 3.68 | 6 | 8.8818e-16 | 18.8 | 5.1 | 7.5495e-16 | 15.98 | 1.2 | 0 | 3.76 | 7 | 0 | 18.6 | 5.95 | 0 | 15.81 | 1.4 | 0 | 3.72 | 5 | 0 | 19 | 4.25 | 0 | 16.15 | 1 | 0 | 3.8 | 5 | 0 | 19 | 4.25 | 0 | 16.15 | 1 | 0 | 3.8 | 5 | 0 | 19 | 4.25 | 0 | 16.15 | 1 | 0 | 3.8
2 | 5 | 0 | 19 | 4.25 | 0 | 16.15 | 1 | 0 | 3.8 | 8 | 0 | 18.4 | 6.8 | 0 | 15.64 | 1.6 | 0 | 3.68 | 8 | 0 | 18.4 | 6.8 | 0 | 15.64 | 1.6 | 0 | 3.68 | 6 | 8.8818e-16 | 18.8 | 5.1 | 7.5495e-16 | 15.98 | 1.2 | 0 | 3.76 | 7 | 0 | 18.6 | 5.95 | 0 | 15.81 | 1.4 | 0 | 3.72 | 5 | 0 | 19 | 4.25 | 0 | 16.15 | 1 | 0 | 3.8 | 5 | 0 | 19 | 4.25 | 0 | 16.15 | 1 | 0 | 3.8 | 5 | 0 | 19 | 4.25 | 0 | 16.15 | 1 | 0 | 3.8
3 | 30 | 25 | 14 | 25.5 | 21.25 | 11.9 | 6 | 5 | 2.8 | 33 | 25 | 13.4 | 28.05 | 21.25 | 11.39 | 6.6 | 5 | 2.68 | 33 | 25 | 13.4 | 28.05 | 21.25 | 11.39 | 6.6 | 5 | 2.68 | 31 | 25 | 13.8 | 26.35 | 21.25 | 11.73 | 6.2 | 5 | 2.76 | 32 | 25 | 13.6 | 27.2 | 21.25 | 11.56 | 6.4 | 5 | 2.72 | 30 | 25 | 14 | 25.5 | 21.25 | 11.9 | 6 | 5 | 2.8 | 30 | 25 | 14 | 25.5 | 21.25 | 11.9 | 6 | 5 | 2.8 | 30 | 25 | 14 | 25.5 | 21.25 | 11.9 | 6 | 5 | 2.8
4 | 30 | 25 | 0 | 25.5 | 21.25 | 0 | 6 | 5 | 0 | 33 | 25 | 0 | 28.05 | 21.25 | 0 | 6.6 | 5 | 0 | 33 | 25 | 0 | 28.05 | 21.25 | 0 | 6.6 | 5 | 0 | 31 | 25 | 0 | 26.35 | 21.25 | 0 | 6.2 | 5 | 0 | 32 | 25 | 0 | 27.2 | 21.25 | 0 | 6.4 | 5 | 0 | 30 | 25 | 0 | 25.5 | 21.25 | 0 | 6 | 5 | 0 | 30 | 25 | 0 | 25.5 | 21.25 | 0 | 6 | 5 | 0 | 30 | 25 | 0 | 25.5 | 21.25 | 0 | 6 | 5 | 0
5 | 30 | 25 | 0 | 25.5 | 21.25 | 0 | 6 | 5 | 0 | 33 | 25 | 0 | 28.05 | 21.25 | 0 | 6.6 | 5 | 0 | 33 | 25 | 0 | 28.05 | 21.25 | 0 | 6.6 | 5 | 0 | 31 | 25 | 0 | 26.35 | 21.25 | 0 | 6.2 | 5 | 0 | 32 | 25 | 0 | 27.2 | 21.25 | 0 | 6.4 | 5 | 0 | 30 | 25 | 0 | 25.5 | 21.25 | 0 | 6 | 5 | 0 | 30 | 25 | 0 | 25.5 | 21.25 | 0 | 6 | 5 | 0 | 30 | 25 | 0 | 25.5 | 21.25 | 0 | 6 | 5 | 0
6 | 30 | 25 | 0 | 25.5 | 21.25 | 0 | 6 | 5 | 0 | 33 | 25 | 0 | 28.05 | 21.25 | 0 | 6.6 | 5 | 0 | 33 | 25 | 0 | 28.05 | 21.25 | 0 | 6.6 | 5 | 0 | 31 | 25 | 0 | 26.35 | 21.25 | 0 | 6.2 | 5 | 0 | 32 | 25 | 0 | 27.2 | 21.25 | 0 | 6.4 | 5 | 0 | 30 | 25 | 0 | 25.5 | 21.25 | 0 | 6 | 5 | 0 | 30 | 25 | 0 | 25.5 | 21.25 | 0 | 6 | 5 | 0 | 30 | 25 | 0 | 25.5 | 21.25 | 0 | 6 | 5 | 0
7 | 5 | 0 | 0 | 4.25 | 0 | 0 | 1 | 0 | 0 | 8 | 0 | 0 | 6.8 | 0 | 0 | 1.6 | 0 | 0 | 8 | 0 | 0 | 6.8 | 0 | 0 | 1.6 | 0 | 0 | 6 | 8.8818e-16 | 0 | 5.1 | 7.5495e-16 | 0 | 1.2 | 0 | 0 | 7 | 0 | 0 | 5.95 | 0 | 0 | 1.4 | 0 | 0 | 5 | 0 | 0 | 4.25 | 0 | 0 | 1 | 0 | 0 | 5 | 0 | 0 | 4.25 | 0 | 0 | 1 | 0 | 0 | 5 | 0 | 0 | 4.25 | 0 | 0 | 1 | 0 | 0
8 | 5 | 0 | 0 | 4.25 | 0 | 0 | 1 | 0 | 0 | 8 | 0 | 0 | 6.8 | 0 | 0 | 1.6 | 0 | 0 | 8 | 0 | 0 | 6.8 | 0 | 0 | 1.6 | 0 | 0 | 6 | 8.8818e-16 | 0 | 5.1 | 7.5495e-16 | 0 | 1.2 | 0 | 0 | 7 | 0 | 0 | 5.95 | 0 | 0 | 1.4 | 0 | 0 | 5 | 0 | 0 | 4.25 | 0 | 0 | 1 | 0 | 0 | 5 | 0 | 0 | 4.25 | 0 | 0 | 1 | 0 | 0 | 5 | 0 | 0 | 4.25 | 0 | 0 | 1 | 0 | 0
9 | 5 | 0 | 0 | 4.25 | 0 | 0 | 1 | 0 | 0 | 8 | 0 | 0 | 6.8 | 0 | 0 | 1.6 | 0 | 0 | 8 | 0 | 0 | 6.8 | 0 | 0 | 1.6 | 0 | 0 | 6 | 8.8818e-16 | 0 | 5.1 | 7.5495e-16 | 0 | 1.2 | 0 | 0 | 7 | 0 | 0 | 5.95 | 0 | 0 | 1.4 | 0 | 0 | 5 | 0 | 0 | 4.25 | 0 | 0 | 1 | 0 | 0 | 5 | 0 | 0 | 4.25 | 0 | 0 | 1 | 0 | 0 | 5 | 0 | 0 | 4.25 | 0 | 0 | 1 | 0 | 0
10 | 5 | 0 | 0 | 4.25 | 0 | 0 | 1 | 0 | 0 | 8 | 0 | 0 | 6.8 | 0 | 0 | 1.6 | 0 | 0 | 8 | 0 | 0 | 6.8 | 0 | 0 | 1.6 | 0 | 0 | 6 | 8.8818e-16 | 0 | 5.1 | 7.5495e-16 | 0 | 1.2 | 0 | 0 | 7 | 0 | 0 | 5.95 | 0 | 0 | 1.4 | 0 | 0 | 5 | 0 | 0 | 4.25 | 0 | 0 | 1 | 0 | 0 | 5 | 0 | 0 | 4.25 | 0 | 0 | 1 | 0 | 0 | 5 | 0 | 0 | 4.25 | 0 | 0 | 1 | 0 | 0
11 | 5 | 0 | 0 | 4.25 | 0 | 0 | 1 | 0 | 0 | 8 | 0 | 0 | 6.8 | 0 | 0 | 1.6 | 0 | 0 | 8 | 0 | 0 | 6.8 | 0 | 0 | 1.6 | 0 | 0 | 6 | 8.8818e-16 | 0 | 5.1 | 7.5495e-16 | 0 | 1.2 | 0 | 0 | 7 | 0 | 0 | 5.95 | 0 | 0 | 1.4 | 0 | 0 | 5 | 0 | 0 | 4.25 | 0 | 0 | 1 | 0 | 0 | 5 | 0 | 0 | 4.25 | 0 | 0 | 1 | 0 | 0 | 5 | 0 | 0 | 4.25 | 0 | 0 | 1 | 0 | 0
12 | 5 | 0 | 0 | 4.25 | 0 | 0 | 1 | 0 | 0 | 8 | 0 | 0 | 6.8 | 0 | 0 | 1.6 | 0 | 0 | 8 | 0 | 0 | 6.8 | 0 | 0 | 1.6 | 0 | 0 | 6 | 8.8818e-16 | 0 | 5.1 | 7.5495e-16 | 0 | 1.2 | 0 | 0 | 7 | 0 | 0 | 5.95 | 0 | 0 | 1.4 | 0 | 0 | 5 | 0 | 0 | 4.25 | 0 | 0 | 1 | 0 | 0 | 5 | 0 | 0 | 4.25 | 0 | 0 | 1 | 0 | 0 | 5 | 0 | 0 | 4.25 | 0 | 0 | 1 | 0 | 0
13 | 5 | 0 | 0 | 4.25 | 0 | 0 | 1 | 0 | 0 | 8 | 0 | 0 | 6.8 | 0 | 0 | 1.6 | 0 | 0 | 8 | 0 | 0 | 6.8 | 0 | 0 | 1.6 | 0 | 0 | 6 | 8.8818e-16 | 0 | 5.1 | 7.5495e-16 | 0 | 1.2 | 0 | 0 | 7 | 0 | 0 | 5.95 | 0 | 0 | 1.4 | 0 | 0 | 5 | 0 | 0 | 4.25 | 0 | 0 | 1 | 0 | 0 | 5 | 0 | 0 | 4.25 | 0 | 0 | 1 | 0 | 0 | 5 | 0 | 0 | 4.25 | 0 | 0 | 1 | 0 | 0
14 | 5 | 0 | 0 | 4.25 | 0 | 0 | 1 | 0 | 0 | 8 | 0 | 0 | 6.8 | 0 | 0 | 1.6 | 0 | 0 | 8 | 0 | 0 | 6.8 | 0 | 0 | 1.6 | 0 | 0 | 6 | 8.8818e-16 | 0 | 5.1 | 7.5495e-16 | 0 | 1.2 | 0 | 0 | 7 | 0 | 0 | 5.95 | 0 | 0 | 1.4 | 0 | 0 | 5 | 0 | 0 | 4.25 | 0 | 0 | 1 | 0 | 0 | 5 | 0 | 0 | 4.25 | 0 | 0 | 1 | 0 | 0 | 5 | 0 | 0 | 4.25 | 0 | 0 | 1 | 0 | 0
15 | 5 | 0 | 0 | 4.25 | 0 | 0 | 1 | 0 | 0 | 8 | 0 | 0 | 6.8 | 0 | 0 | 1.6 | 0 | 0 | 8 | 0 | 0 | 6.8 | 0 | 0 | 1.6 | 0 | 0 | 6 | 8.8818e-16 | 0 | 5.1 | 7.5495e-16 | 0 | 1.2 | 0 | 0 | 7 | 0 | 0 | 5.95 | 0 | 0 | 1.4 | 0 | 0 | 5 | 0 | 0 | 4.25 | 0 | 0 | 1 | 0 | 0 | 5 | 0 | 0 | 4.25 | 0 | 0 | 1 | 0 | 0 | 5 | 0 | 0 | 4.25 | 0 | 0 | 1 | 0 | 0
16 | 5 | 0 | 0 | 4.25 | 0 | 0 | 1 | 0 | 0 | 8 | 0 | 0 | 6.8 | 0 | 0 | 1.6 | 0 | 0 | 8 | 0 | 0 | 6.8 | 0 | 0 | 1.6 | 0 | 0 | 6 | 8.8818e-16 | 0 | 5.1 | 7.5495e-16 | 0 | 1.2 | 0 | 0 | 7 | 0 | 0 | 5.95 | 0 | 0 | 1.4 | 0 | 0 | 5 | 0 | 0 | 4.25 | 0 | 0 | 1 | 0 | 0 | 5 | 0 | 0 | 4.25 | 0 | 0 | 1 | 0 | 0 | 5 | 0 | 0 | 4.25 | 0 | 0 | 1 | 0 | 0
17 | 5 | 0 | 0 | 4.25 | 0 | 0 | 1 | 0 | 0 | 8 | 0 | 0 | 6.8 | 0 | 0 | 1.6 | 0 | 0 | 8 | 0 | 0 | 6.8 | 0 | 0 | 1.6 | 0 | 0 | 6 | 8.8818e-16 | 0 | 5.1 | 7.5495e-16 | 0 | 1.2 | 0 | 0 | 7 | 0 | 0 | 5.95 | 0 | 0 | 1.4 | 0 | 0 | 5 | 0 | 0 | 4.25 | 0 | 0 | 1 | 0 | 0 | 5 | 0 | 0 | 4.25 | 0 | 0 | 1 | 0 | 0 | 5 | 0 | 0 | 4.25 | 0 | 0 | 1 | 0 | 0
18 | 5 | 0 | 0 | 4.25 | 0 | 0 | 1 | 0 | 0 | 8 | 0 | 0 | 6.8 | 0 | 0 | 1.6 | 0 | 0 | 8 | 0 | 0 | 6.8 | 0 | 0 | 1.6 | 0 | 0 | 6 | 8.8818e-16 | 0 | 5.1 | 7.5495e-16 | 0 | 1.2 | 0 | 0 | 7 | 0 | 0 | 5.95 | 0 | 0 | 1.4 | 0 | 0 | 5 | 0 | 0 | 4.25 | 0 | 0 | 1 | 0 | 0 | 5 | 0 | 0 | 4.25 | 0 | 0 | 1 | 0 | 0 | 5 | 0 | 0 | 4.25 | 0 | 0 | 1 | 0 | 0
19 | 5 | 0 | 0 | 4.25 | 0 | 0 | 1 | 0 | 0 | 8 | 0 | 0 | 6.8 | 0 | 0 | 1.6 | 0 | 0 | 8 | 0 | 0 | 6.8 | 0 | 0 | 1.6 | 0 | 0 | 6 | 8.8818e-16 | 0 | 5.1 | 7.5495e-16 | 0 | 1.2 | 0 | 0 | 7 | 0 | 0 | 5.95 | 0 | 0 | 1.4 | 0 | 0 | 5 | 0 | 0 | 4.25 | 0 | 0 | 1 | 0 | 0 | 5 | 0 | 0 | 4.25 | 0 | 0 | 1 | 0 | 0 | 5 | 0 | 0 | 4.25 | 0 | 0 | 1 | 0 | 0
20 | 5 | 0 | 0 | 4.25 | 0 | 0 | 1 | 0 | 0 | 8 | 0 | 0 | 6.8 | 0 | 0 | 1.6 | 0 | 0 | 8 | 0 | 0 | 6.8 | 0 | 0 | 1.6 | 0 | 0 | 6 | 8.8818e-16 | 0 | 5.1 | 7.5495e-16 | 0 | 1.2 | 0 | 0 | 7 | 0 | 0 | 5.95 | 0 | 0 | 1.4 | 0 | 0 | 5 | 0 | 0 | 4.25 | 0 | 0 | 1 | 0 | 0 | 5 | 0 | 0 | 4.25 | 0 | 0 | 1 | 0 | 0 | 5 | 0 | 0 | 4.25 | 0 | 0 | 1 | 0 | 0
21 | 5 | 0 | 0 | 4.25 | 0 | 0 | 1 | 0 | 0 | 8 | 0 | 0 | 6.8 | 0 | 0 | 1.6 | 0 | 0 | 8 | 0 | 0 | 6.8 | 0 | 0 | 1.6 | 0 | 0 | 6 | 8.8818e-16 | 0 | 5.1 | 7.5495e-16 | 0 | 1.2 | 0 | 0 | 7 | 0 | 0 | 5.95 | 0 | 0 | 1.4 | 0 | 0 | 5 | 0 | 0 | 4.25 | 0 | 0 | 1 | 0 | 0 | 5 | 0 | 0 | 4.25 | 0 | 0 | 1 | 0 | 0 | 5 | 0 | 0 | 4.25 | 0 | 0 | 1 | 0 | 0
22 | 5 | 0 | 0 | 4.25 | 0 | 0 | 1 | 0 | 0 | 8 | 0 | 0 | 6.8 | 0 | 0 | 1.6 | 0 | 0 | 8 | 0 | 0 | 6.8 | 0 | 0 | 1.6 | 0 | 0 | 6 | 8.8818e-16 | 0 | 5.1 | 7.5495e-16 | 0 | 1.2 | 0 | 0 | 7 | 0 | 0 | 5.95 | 0 | 0 | 1.4 | 0 | 0 | 5 | 0 | 0 | 4.25 | 0 | 0 | 1 | 0 | 0 | 5 | 0 | 0 | 4.25 | 0 | 0 | 1 | 0 | 0 | 5 | 0 | 0 | 4.25 | 0 | 0 | 1 | 0 | 0
23 | 5 | 0 | 0 | 4.25 | 0 | 0 | 1 | 0 | 0 | 8 | 0 | 0 | 6.8 | 0 | 0 | 1.6 | 0 | 0 | 8 | 0 | 0 | 6.8 | 0 | 0 | 1.6 | 0 | 0 | 6 | 8.8818e-16 | 0 | 5.1 | 7.5495e-16 | 0 | 1.2 | 0 | 0 | 7 | 0 | 0 | 5.95 | 0 | 0 | 1.4 | 0 | 0 | 5 | 0 | 0 | 4.25 | 0 | 0 | 1 | 0 | 0 | 5 | 0 | 0 | 4.25 | 0 | 0 | 1 | 0 | 0 | 5 | 0 | 0 | 4.25 | 0 | 0 | 1 | 0 | 0
24 | 5 | 0 | 0 | 4.25 | 0 | 0 | 1 | 0 | 0 | 8 | 0 | 0 | 6.8 | 0 | 0 | 1.6 | 0 | 0 | 8 | 0 | 0 | 6.8 | 0 | 0 | 1.6 | 0 | 0 | 6 | 8.8818e-16 | 0 | 5.1 | 7.5495e-16 | 0 | 1.2 | 0 | 0 | 7 | 0 | 0 | 5.95 | 0 | 0 | 1.4 | 0 | 0 | 5 | 0 | 0 | 4.25 | 0 | 0 | 1 | 0 | 0 | 5 | 0 | 0 | 4.25 | 0 | 0 | 1 | 0 | 0 | 5 | 0 | 0 | 4.25 | 0 | 0 | 1 | 0 | 0