## Results
Hour | Electric Energy Balance | Natural Gas Consumption | Hydrogen Consumption | Boiler Energy Consumption | Thermal Energy Consumption
1 | 6061.2651 | 14.9077 | 100.9349 | 49 | 1985.2787
2 | 8546.9952 | 13.9652 | 73.1432 | 129 | 2065.0606
3 | 7746.6658 | 14.3227 | 64.6667 | 249 | 2198.4739
4 | 7289.9743 | 48.5126 | 214.6667 | 249 | 2220.1168
5 | 6422.1646 | 30.4524 | 64.6667 | 249 | 2191.4965
6 | 6588.7701 | 14.274 | 64.6667 | 169 | 2158.5041
7 | 3636.8886 | 84.9623 | 214.6667 | 89 | 2605.6957
8 | 4109.1862 | 129.644 | 78.1578 | 49 | 2462.1425
9 | 3987.1415 | 204.328 | 64.6667 | 49 | 2841.7753
10 | 2423.5896 | 175.7983 | 214.6667 | 49 | 2883.9806
11 | 890.7176 | 496.5642 | 64.6667 | 49 | 2656.1372
12 | 2222.8072 | 495.3975 | 214.6667 | 49 | 2884.8241
13 | 5.2954 | 523.2018 | 100.3772 | 49 | 2633.4944
14 | 101.576 | 226.8996 | 64.6667 | 49 | 2689.8952
15 | -697.678 | 178.9683 | 214.6667 | 49 | 2641.76
16 | 55.6703 | 235.0036 | 100.3772 | 49 | 2707.351
17 | 3343.3594 | 345.1566 | 64.6667 | 49 | 2649.9203
18 | 3495.0824 | 473.407 | 0 | 49 | 2492.1313
19 | 2771.1587 | 176.3387 | 100.9349 | 49 | 2348.7666
20 | 2314.4322 | 118.0868 | 73.1432 | 49 | 2204.6332
21 | 2360.6223 | 169.4345 | 64.6667 | 49 | 2198.8133
22 | 2346.4381 | 112.5222 | 214.6667 | 49 | 2072.8878
23 | 1928.3266 | 110.7387 | 64.6667 | 49 | 2035.3205
24 | 2114.8628 | 14.7875 | 214.6667 | 49 | 2084.5904

## Energy_Costs_Overview
Hour | Electricity Cost (Fe) | Reserve Cost (F_reserve) | Natural Gas Cost (Fg) | Hydrogen Cost (F_H2) | Water Cost (F_H2O) | Boiler Cost (F_Boiler) | Total Cost per Hour
1 | 210076.7432 | -90198.332 | 23525.4481 | -4731.8604 | 345.168 | 858.97 | 230074.4689
2 | 218684.6665 | -176870.2711 | 24228.2401 | -3796.865 | 340.092 | 934.8 | 240390.9336
3 | 149708.0865 | -208807.6078 | 30756.599 | -2931.9867 | 294.408 | 155.64 | 177982.7468
4 | 106487.3018 | -233444.2001 | 32991.5447 | -9419.5733 | 284.256 | -45.16 | 130298.3692
5 | 64294.0413 | -247887.3782 | 33300.8008 | -2790.3667 | 279.18 | -237.69 | 94845.9655
6 | 96757.7814 | -256070.8588 | 29306.5583 | -3026.4 | 304.56 | 725.35 | 124067.8496
7 | 119656.4744 | -100848.079 | 25671.6924 | -11143.3467 | 340.092 | 893.97 | 135418.8822
8 | 159151.8319 | -100384.3698 | 26559.1364 | -4057.1706 | 340.092 | 833.49 | 182827.3797
9 | 166182.2147 | -96171.6988 | 28087.16 | -3356.8467 | 340.092 | 801.15 | 192053.77
10 | 72996.4736 | -88705.4214 | 22995.5519 | -12083.5867 | 370.548 | 772.73 | 85051.7168
11 | -27401.42 | -85832.4923 | 29809.7172 | -3592.88 | 365.472 | 756.07 | -63.0409
12 | 53767.1565 | -88114.6266 | 29790.9102 | -11926.88 | 365.472 | 754.6 | 72751.2587
13 | -85618.435 | -85946.8526 | 30269.0909 | -5159.1679 | 370.548 | 772.73 | -59365.234
14 | -78674.833 | -84775.4888 | 23493.5986 | -3687.2933 | 375.624 | 790.86 | -57702.0437
15 | -126010.069 | -84386.6024 | 22510.8312 | -12240.2933 | 375.624 | 779.1 | -114584.8072
16 | -79798.6361 | -83138.8555 | 23655.3813 | -5250.6308 | 375.624 | 783.51 | -60234.7517
17 | 130316.568 | -85330.1144 | 25902.7369 | -3687.2933 | 375.624 | 770.77 | 153678.4056
18 | 176941.8338 | -68797.4094 | 28187.4113 | -2350.6 | 159.8827 | 766.85 | 203705.3778
19 | 104883.7449 | -93974.603 | 26234.5728 | -4823.71 | 350.244 | 778.61 | 127423.4616
20 | 71170.189 | -94473.7211 | 25676.0507 | -3850.2596 | 345.168 | 772.24 | 94113.3881
21 | 77889.9853 | -86149.6618 | 23645.7531 | -3592.88 | 365.472 | 760.97 | 99069.3004
22 | 69430.262 | -81445.7085 | 18790.9425 | -12710.4133 | 390.852 | 795.27 | 76696.9131
23 | 39175.3583 | -78838.2287 | 18720.9422 | -3828.9133 | 390.852 | 801.64 | 55259.8792
24 | 37295.3083 | -83526.8035 | 17002.5436 | -12710.4133 | 390.852 | 872.2 | 42850.4906

## PV_Results
Hour | P_PV_4 | PV_Downward_4 | PV_Upward_4 | P_PV_8 | PV_Downward_8 | PV_Upward_8 | P_PV_11 | PV_Downward_11 | PV_Upward_11 | P_PV_12 | PV_Downward_12 | PV_Upward_12 | P_PV_14 | PV_Downward_14 | PV_Upward_14 | P_PV_19 | PV_Downward_19 | PV_Upward_19 | P_PV_24 | PV_Downward_24 | PV_Upward_24 | P_PV_31 | PV_Downward_31 | PV_Upward_31 | P_PV_33 | PV_Downward_33 | PV_Upward_33 | P_PV_34 | PV_Downward_34 | PV_Upward_34
1 | 0 | 0 | 0 | 0 | 0 | 0 | 0 | 0 | 0 | 0 | 0 | 0 | 0 | 0 | 0 | 0 | 0 | 0 | 0 | 0 | 0 | 0 | 0 | 0 | 0 | 0 | 0 | 0 | 0 | 0
2 | 0 | 0 | 0 | 0 | 0 | 0 | 0 | 0 | 0 | 0 | 0 | 0 | 0 | 0 | 0 | 0 | 0 | 0 | 0 | 0 | 0 | 0 | 0 | 0 | 0 | 0 | 0 | 0 | 0 | 0
3 | 0 | 0 | 0 | 0 | 0 | 0 | 0 | 0 | 0 | 0 | 0 | 0 | 0 | 0 | 0 | 0 | 0 | 0 | 0 | 0 | 0 | 0 | 0 | 0 | 0 | 0 | 0 | 0 | 0 | 0
4 | 0 | 0 | 0 | 0 | 0 | 0 | 0 | 0 | 0 | 0 | 0 | 0 | 0 | 0 | 0 | 0 | 0 | 0 | 0 | 0 | 0 | 0 | 0 | 0 | 0 | 0 | 0 | 0 | 0 | 0
5 | 0 | 0 | 0 | 0 | 0 | 0 | 0 | 0 | 0 | 0 | 0 | 0 | 0 | 0 | 0 | 0 | 0 | 0 | 0 | 0 | 0 | 0 | 0 | 0 | 0 | 0 | 0 | 0 | 0 | 0
6 | 0 | 0 | 0 | 0 | 0 | 0 | 0 | 0 | 0 | 0 | 0 | 0 | 0 | 0 | 0 | 0 | 0 | 0 | 0 | 0 | 0 | 0 | 0 | 0 | 0 | 0 | 0 | 0 | 0 | 0
7 | 0 | 0 | 0 | 0 | 0 | 0 | 0 | 0 | 0 | 0 | 0 | 0 | 0 | 0 | 0 | 0 | 0 | 0 | 0 | 0 | 0 | 0 | 0 | 0 | 0 | 0 | 0 | 0 | 0 | 0
8 | 0 | 0 | 0 | 0 | 0 | 0 | 0 | 0 | 0 | 0 | 0 | 0 | 0 | 0 | 0 | 0 | 0 | 0 | 0 | 0 | 0 | 0 | 0 | 0 | 0 | 0 | 0 | 0 | 0 | 0
9 | 28.5 | 0 | 0 | 28.5 | 0 | 0 | 28.5 | 0 | 0 | 28.5 | 0 | 0 | 28.5 | 0 | 0 | 28.5 | 0 | 0 | 28.5 | 28.5 | 0 | 28.5 | 28.5 | 0 | 28.5 | 0 | 0 | 28.5 | 0 | 0
10 | 181.5 | 0 | 0 | 181.5 | 0 | 0 | 181.5 | 0 | 0 | 181.5 | 0 | 0 | 181.5 | 0 | 0 | 181.5 | 0 | 0 | 181.5 | 0 | 0 | 181.5 | 0 | 0 | 181.5 | 0 | 0 | 181.5 | 0 | 0
11 | 340.5 | 0 | 0 | 340.5 | 0 | 0 | 340.5 | 0 | 0 | 340.5 | 0 | 0 | 340.5 | 0 | 0 | 340.5 | 0 | 0 | 340.5 | 0 | 0 | 340.5 | 0 | 0 | 340.5 | 0 | 0 | 340.5 | 0 | 0
12 | 384.75 | 0 | 0 | 384.75 | 0 | 0 | 384.75 | 0 | 0 | 384.75 | 0 | 0 | 384.75 | 0 | 0 | 384.75 | 0 | 0 | 384.75 | 325.7075 | 0 | 384.75 | 0 | 0 | 384.75 | 0 | 0 | 384.75 | 384.75 | 0
13 | 429 | 0 | 0 | 429 | 0 | 0 | 429 | 0 | 0 | 429 | 0 | 0 | 429 | 0 | 0 | 429 | 0 | 0 | 429 | 0 | 0 | 429 | 0 | 0 | 429 | 0 | 0 | 429 | 0 | 0
14 | 348.75 | 0 | 0 | 348.75 | 0 | 0 | 348.75 | 0 | 0 | 348.75 | 0 | 0 | 348.75 | 0 | 0 | 348.75 | 0 | 0 | 348.75 | 0 | 0 | 348.75 | 0 | 0 | 348.75 | 0 | 0 | 348.75 | 0 | 0
15 | 390.75 | 0 | 0 | 390.75 | 0 | 0 | 390.75 | 0 | 0 | 390.75 | 0 | 0 | 390.75 | 0 | 0 | 390.75 | 0 | 0 | 390.75 | 0 | 0 | 390.75 | 0 | 0 | 390.75 | 0 | 0 | 390.75 | 0 | 0
16 | 329.25 | 0 | 0 | 329.25 | 0 | 0 | 329.25 | 0 | 0 | 329.25 | 0 | 0 | 329.25 | 0 | 0 | 329.25 | 0 | 0 | 329.25 | 0 | 0 | 329.25 | 0 | 0 | 329.25 | 0 | 0 | 329.25 | 0 | 0
17 | 108 | 101.1642 | 0 | 108 | 108 | 0 | 108 | 108 | 0 | 108 | 108 | 0 | 108 | 108 | 0 | 108 | 108 | 0 | 108 | 108 | 0 | 108 | 0 | 0 | 108 | 108 | 0 | 108 | 0 | 0
18 | 6.75 | 6.75 | 0 | 6.75 | 6.75 | 0 | 6.75 | 6.75 | 0 | 6.75 | 6.75 | 0 | 6.75 | 6.75 | 0 | 6.75 | 6.75 | 0 | 6.75 | 6.75 | 0 | 6.75 | 6.75 | 0 | 6.75 | 6.75 | 0 | 6.75 | 6.75 | 0
19 | 0 | 0 | 0 | 0 | 0 | 0 | 0 | 0 | 0 | 0 | 0 | 0 | 0 | 0 | 0 | 0 | 0 | 0 | 0 | 0 | 0 | 0 | 0 | 0 | 0 | 0 | 0 | 0 | 0 | 0
20 | 0 | 0 | 0 | 0 | 0 | 0 | 0 | 0 | 0 | 0 | 0 | 0 | 0 | 0 | 0 | 0 | 0 | 0 | 0 | 0 | 0 | 0 | 0 | 0 | 0 | 0 | 0 | 0 | 0 | 0
21 | 0 | 0 | 0 | 0 | 0 | 0 | 0 | 0 | 0 | 0 | 0 | 0 | 0 | 0 | 0 | 0 | 0 | 0 | 0 | 0 | 0 | 0 | 0 | 0 | 0 | 0 | 0 | 0 | 0 | 0
22 | 0 | 0 | 0 | 0 | 0 | 0 | 0 | 0 | 0 | 0 | 0 | 0 | 0 | 0 | 0 | 0 | 0 | 0 | 0 | 0 | 0 | 0 | 0 | 0 | 0 | 0 | 0 | 0 | 0 | 0
23 | 0 | 0 | 0 | 0 | 0 | 0 | 0 | 0 | 0 | 0 | 0 | 0 | 0 | 0 | 0 | 0 | 0 | 0 | 0 | 0 | 0 | 0 | 0 | 0 | 0 | 0 | 0 | 0 | 0 | 0
24 | 0 | 0 | 0 | 0 | 0 | 0 | 0 | 0 | 0 | 0 | 0 | 0 | 0 | 0 | 0 | 0 | 0 | 0 | 0 | 0 | 0 | 0 | 0 | 0 | 0 | 0 | 0 | 0 | 0 | 0

## HP_Results_SideBySide
Hour | P_HP_2 | HP_Upward_2 | HP_Downward_2 | P_HP_8 | HP_Upward_8 | HP_Downward_8 | P_HP_11 | HP_Upward_11 | HP_Downward_11 | P_HP_13 | HP_Upward_13 | HP_Downward_13 | P_HP_15 | HP_Upward_15 | HP_Downward_15 | P_HP_22 | HP_Upward_22 | HP_Downward_22 | P_HP_25 | HP_Upward_25 | HP_Downward_25 | P_HP_32 | HP_Upward_32 | HP_Downward_32 | P_HP_34 | HP_Upward_34 | HP_Downward_34 | P_HP_39 | HP_Upward_39 | HP_Downward_39
1 | 417.2256 | 0 | 5.0457 | 417.2256 | 0 | 5.0457 | 417.2256 | 0 | 5.0457 | 417.2256 | 0 | 362.8251 | 417.2256 | 0 | 362.8251 | 417.2256 | 0 | 5.0457 | 417.2256 | 0 | 5.0457 | 417.2256 | 0 | 5.0457 | 417.2256 | 0 | 186.2796 | 417.2256 | 0 | 5.0457
2 | 404.8869 | 0 | 357.7794 | 762.6663 | 357.7794 | 0 | 759.0972 | 354.2103 | 3.5691 | 404.8869 | 0 | 352.7337 | 404.8869 | 0 | 352.7337 | 762.6663 | 357.7794 | 0 | 404.8869 | 0 | 357.7794 | 762.6663 | 357.7794 | 0 | 404.8869 | 0 | 355.2235 | 762.6663 | 357.7794 | 0
3 | 687.0738 | 352.7337 | 0 | 687.0738 | 352.7337 | 0 | 478.6503 | 144.3101 | 208.4236 | 334.3401 | 0 | 352.7337 | 687.0738 | 352.7337 | 0 | 334.3401 | 0 | 352.7337 | 334.3401 | 0 | 352.7337 | 687.0738 | 352.7337 | 0 | 334.3401 | 0 | 352.7337 | 687.0738 | 352.7337 | 0
4 | 704.9628 | 352.7337 | 0 | 704.9628 | 352.7337 | 0 | 704.9628 | 352.7337 | 0 | 704.9628 | 352.7337 | 0 | 704.9628 | 352.7337 | 0 | 352.2291 | 0 | 352.7337 | 425.5813 | 73.3522 | 279.3815 | 352.2291 | 0 | 352.7337 | 704.9628 | 352.7337 | 0 | 352.2291 | 0 | 352.7337
5 | 676.3404 | 352.7337 | 0 | 676.3404 | 352.7337 | 0 | 362.2326 | 38.6258 | 314.1079 | 323.6068 | 0 | 352.7337 | 676.3404 | 352.7337 | 0 | 676.3404 | 352.7337 | 0 | 323.6068 | 0 | 352.7337 | 676.3404 | 352.7337 | 0 | 676.3404 | 352.7337 | 0 | 676.3404 | 352.7337 | 0
6 | 704.9628 | 352.7337 | 0 | 704.9628 | 352.7337 | 0 | 580.1512 | 227.9221 | 124.8116 | 352.2291 | 0 | 352.7337 | 704.9628 | 352.7337 | 0 | 704.9628 | 352.7337 | 0 | 704.9628 | 352.7337 | 0 | 704.9628 | 352.7337 | 0 | 352.2291 | 0 | 352.7337 | 704.9628 | 352.7337 | 0
7 | 317.4603 | 0 | 0 | 317.4603 | 0 | 0 | 317.4603 | 0 | 0 | 317.4603 | 0 | 0 | 317.4603 | 0 | 0 | 317.4603 | 0 | 79.8309 | 317.4603 | 0 | 0 | 317.4603 | 0 | 0 | 317.4603 | 0 | 0 | 317.4603 | 0 | 0
8 | 334.3401 | 0 | 143.0406 | 334.3401 | 0 | 0 | 334.3401 | 0 | 61.7868 | 334.3401 | 0 | 143.0406 | 334.3401 | 0 | 0 | 334.3401 | 0 | 0 | 334.3401 | 0 | 0 | 334.3401 | 0 | 0 | 334.3401 | 0 | 0 | 334.3401 | 0 | 0
9 | 316.4512 | 0 | 0 | 316.4512 | 0 | 0 | 316.4512 | 0 | 0 | 316.4512 | 0 | 0 | 316.4512 | 0 | 0 | 316.4512 | 0 | 111.1078 | 316.4512 | 0 | 0 | 316.4512 | 0 | 143.1108 | 316.4512 | 0 | 0 | 316.4512 | 0 | 0
10 | 280.6732 | 0 | 0 | 280.6732 | 0 | 0 | 280.6732 | 0 | 0 | 280.6732 | 0 | 143.0833 | 280.6732 | 0 | 0 | 280.6732 | 0 | 0 | 280.6732 | 0 | 0 | 280.6732 | 0 | 0 | 280.6732 | 0 | 0 | 280.6732 | 0 | 0
11 | 263.7934 | 0 | 0 | 263.7934 | 0 | 0 | 263.7934 | 0 | 0 | 263.7934 | 0 | 0 | 263.7934 | 0 | 0 | 263.7934 | 0 | 0 | 263.7934 | 0 | 0 | 263.7934 | 0 | 0 | 263.7934 | 0 | 0 | 263.7934 | 0 | 0
12 | 281.6824 | 0 | 0 | 281.6824 | 0 | 0 | 281.6824 | 0 | 143.1118 | 281.6824 | 0 | 0 | 281.6824 | 0 | 0 | 281.6824 | 0 | 0 | 281.6824 | 0 | 0 | 281.6824 | -2.8144e-09 | 0 | 281.6824 | 0 | 0 | 281.6824 | 0 | 0
13 | 253.06 | 0 | 0 | 253.06 | 0 | 0 | 253.06 | 0 | 0 | 253.06 | 0 | 0 | 253.06 | 0 | 143.1118 | 253.06 | 0 | 0 | 253.06 | 0 | 0 | 253.06 | 0 | 0 | 253.06 | 0 | 143.1118 | 253.06 | 0 | 0
14 | 175.8623 | 0 | 0 | 175.8623 | 0 | 0 | 175.8623 | 0 | 0 | 175.8623 | 0 | 0 | 175.8623 | -5.7909e-13 | 19.5503 | 175.8623 | -5.7909e-13 | 0 | 175.8623 | 0 | 0 | 175.8623 | 0 | 0 | 175.8623 | 0 | 0 | 175.8623 | 0 | 0
15 | 140.0843 | 0 | 0 | 140.0843 | 0 | 37.6903 | 140.0843 | 0 | 0 | 140.0843 | 0 | 0 | 140.0843 | 0 | 0 | 140.0843 | 0 | 0 | 140.0843 | 0 | 0 | 140.0843 | 0 | 0 | 140.0843 | 0 | 0 | 140.0843 | 0 | 0
16 | 157.9733 | 0 | 0 | 157.9733 | 0 | 142.5802 | 157.9733 | 0 | 0 | 157.9733 | 0 | 0 | 157.9733 | 0 | 0 | 157.9733 | 0 | 0 | 157.9733 | 0 | 0 | 157.9733 | 0 | 0 | 157.9733 | 0 | 0 | 157.9733 | 0 | 0
17 | 140.0843 | 0 | 0 | 140.0843 | 0 | 0 | 140.0843 | 0 | 0 | 140.0843 | 0 | 0 | 140.0843 | 0 | 0 | 140.0843 | 0 | 0 | 140.0843 | 0 | 0 | 140.0843 | 0 | 0 | 140.0843 | 0 | 0 | 140.0843 | 0 | 0
18 | 193.2467 | 0 | 0 | 193.2467 | 0 | 0 | 193.2467 | 0 | 0 | 193.2467 | 0 | 0 | 193.2467 | 0 | 0 | 193.2467 | 0 | 0 | 193.2467 | 0 | 0 | 193.2467 | 0 | 91.0117 | 193.2467 | 0 | 0 | 193.2467 | 0 | 143.1118
19 | 103.8018 | 0 | 0 | 103.8018 | 0 | 0 | 103.8018 | 0 | 0 | 103.8018 | 0 | 0 | 103.8018 | 0 | 0 | 103.8018 | 0 | 357.7794 | 103.8018 | 0 | 99.5922 | 103.8018 | 0 | 0 | 103.8018 | 0 | 0 | 103.8018 | 0 | 355.7611
20 | 105.3155 | 0 | 357.7794 | 105.3155 | 0 | 39.794 | 105.3155 | 0 | 0 | 105.3155 | 0 | 0 | 105.3155 | 0 | 0 | 105.3155 | 0 | 0 | 105.3155 | 0 | 0 | 105.3155 | 0 | 0 | 105.3155 | 0 | 357.7794 | 105.3155 | 0 | 0
21 | 175.8623 | 0 | 0 | 175.8623 | 0 | 0 | 175.8623 | 0 | 0 | 175.8623 | 0 | 0 | 175.8623 | 0 | 0 | 175.8623 | 0 | 0 | 175.8623 | 0 | 0 | 175.8623 | 0 | 0 | 175.8623 | 0 | 0 | 175.8623 | 0 | 169.0037
22 | 175.8623 | 0 | 0 | 175.8623 | 0 | 0 | 175.8623 | 0 | 0 | 175.8623 | 0 | 0 | 175.8623 | 0 | 0 | 175.8623 | 0 | 0 | 175.8623 | 0 | 0 | 175.8623 | 0 | 0 | 175.8623 | 0 | 0 | 175.8623 | 0 | 0
23 | 140.0843 | 0 | 0 | 140.0843 | 0 | 0 | 140.0843 | 0 | 0 | 140.0843 | 0 | 0 | 140.0843 | 0 | 0 | 140.0843 | 0 | 0 | 140.0843 | 0 | 0 | 140.0843 | 0 | 0 | 140.0843 | 0 | 32.3582 | 140.0843 | 0 | 0
24 | 157.9733 | 0 | 0 | 157.9733 | 0 | 0 | 157.9733 | 0 | 0 | 157.9733 | 0 | 0 | 157.9733 | 0 | 0 | 157.9733 | 0 | 267.9912 | 157.9733 | 0 | 357.7794 | 157.9733 | 0 | 357.7794 | 157.9733 | 0 | 0 | 157.9733 | 0 | 0

## Temperatures_HP
Hour | Theta_E_2 | Theta_U_2 | Theta_D_2 | Theta_E_8 | Theta_U_8 | Theta_D_8 | Theta_E_11 | Theta_U_11 | Theta_D_11 | Theta_E_13 | Theta_U_13 | Theta_D_13 | Theta_E_15 | Theta_U_15 | Theta_D_15 | Theta_E_22 | Theta_U_22 | Theta_D_22 | Theta_E_25 | Theta_U_25 | Theta_D_25 | Theta_E_32 | Theta_U_32 | Theta_D_32 | Theta_E_34 | Theta_U_34 | Theta_D_34 | Theta_E_39 | Theta_U_39 | Theta_D_39
1 | 26 | 26 | 16 | 26 | 26 | 16 | 26 | 26 | 16 | 26 | 26 | 16 | 26 | 26 | 16 | 26 | 26 | 16 | 26 | 26 | 16 | 26 | 26 | 16 | 26 | 26 | 16 | 26 | 26 | 16
2 | 16 | 16 | 16 | 16 | 16 | 16 | 16 | 16 | 16 | 16 | 16 | 26 | 16 | 16 | 26 | 16 | 16 | 16 | 16 | 16 | 16 | 16 | 16 | 16 | 16 | 16 | 21.0655 | 16 | 16 | 16
3 | 16 | 16 | 26 | 26 | 16 | 26 | 25.9002 | 16 | 26 | 16 | 16 | 26 | 16 | 16 | 26 | 26 | 16 | 26 | 16 | 16 | 26 | 26 | 16 | 26 | 16 | 16 | 26 | 26 | 16 | 26
4 | 25.859 | 16 | 26 | 26 | 16 | 26 | 20.1731 | 16 | 26 | 16 | 16 | 26 | 25.859 | 16 | 26 | 16.141 | 16 | 26 | 16 | 16 | 26 | 26 | 16 | 26 | 16 | 16 | 26 | 26 | 16 | 26
5 | 25.998 | 16 | 26 | 26 | 16 | 26 | 25.9178 | 16 | 26 | 25.859 | 16 | 26 | 25.998 | 16 | 26 | 16.002 | 16 | 26 | 18.0502 | 16 | 26 | 16.141 | 16 | 26 | 25.859 | 16 | 26 | 16.141 | 16 | 26
6 | 26 | 16 | 26 | 26 | 16 | 26 | 17.2195 | 16 | 26 | 16.139 | 16 | 26 | 26 | 16 | 26 | 25.859 | 16 | 26 | 16.0289 | 16 | 26 | 25.861 | 16 | 26 | 25.998 | 16 | 26 | 25.861 | 16 | 26
7 | 26 | 16 | 26 | 26 | 16 | 26 | 22.3877 | 16 | 26 | 16.002 | 16 | 26 | 26 | 16 | 26 | 25.998 | 16 | 26 | 25.8594 | 16 | 26 | 25.998 | 16 | 26 | 16.141 | 16 | 26 | 25.998 | 16 | 26
8 | 19.141 | 19 | 19.141 | 19.141 | 19 | 19.141 | 19.0901 | 19 | 19.141 | 19 | 19 | 19.141 | 19.141 | 19 | 19.141 | 19.141 | 19 | 21.3723 | 19.139 | 19 | 19.141 | 19.141 | 19 | 19.141 | 19.002 | 19 | 19.141 | 19.141 | 19 | 19.141
9 | 19.002 | 19 | 23 | 19.002 | 19 | 19.002 | 19.0013 | 19 | 20.7289 | 19 | 19 | 23 | 19.002 | 19 | 19.002 | 19.002 | 19 | 19.0335 | 19.002 | 19 | 19.002 | 19.002 | 19 | 19.002 | 19 | 19 | 19.002 | 19.002 | 19 | 19.002
10 | 19 | 19 | 19.0564 | 19 | 19 | 19 | 19 | 19 | 19.0244 | 19 | 19 | 19.0564 | 19 | 19 | 19 | 19 | 19 | 22.106 | 19 | 19 | 19 | 19 | 19 | 23 | 19 | 19 | 19 | 19 | 19 | 19
11 | 19 | 19 | 19.0008 | 19 | 19 | 19 | 19 | 19 | 19.0003 | 19 | 19 | 23 | 19 | 19 | 19 | 19 | 19 | 19.0438 | 19 | 19 | 19 | 19 | 19 | 19.0564 | 19 | 19 | 19 | 19 | 19 | 19
12 | 19 | 19 | 19 | 19 | 19 | 19 | 19 | 19 | 19 | 19 | 19 | 19.0564 | 19 | 19 | 19 | 19 | 19 | 19.0006 | 19 | 19 | 19 | 19 | 19 | 19.0008 | 19 | 19 | 19 | 19 | 19 | 19
13 | 19 | 19 | 19 | 19 | 19 | 19 | 19 | 19 | 23 | 19 | 19 | 19.0008 | 19 | 19 | 19 | 19 | 19 | 19 | 19 | 19 | 19 | 19 | 19 | 19 | 19 | 19 | 19 | 19 | 19 | 19
14 | 19 | 19 | 19 | 19 | 19 | 19 | 19 | 19 | 19.0564 | 19 | 19 | 19 | 19 | 19 | 23 | 19 | 19 | 19 | 19 | 19 | 19 | 19 | 19 | 19 | 19 | 19 | 23 | 19 | 19 | 19
15 | 19 | 19 | 19 | 19 | 19 | 19 | 19 | 19 | 19.0008 | 19 | 19 | 19 | 19 | 19 | 19.6028 | 19 | 19 | 19 | 19 | 19 | 19 | 19 | 19 | 19 | 19 | 19 | 19.0564 | 19 | 19 | 19
16 | 19 | 19 | 19 | 19 | 19 | 20.0535 | 19 | 19 | 19 | 19 | 19 | 19 | 19 | 19 | 19.0085 | 19 | 19 | 19 | 19 | 19 | 19 | 19 | 19 | 19 | 19 | 19 | 19.0008 | 19 | 19 | 19
17 | 19 | 19 | 19 | 19 | 19 | 23 | 19 | 19 | 19 | 19 | 19 | 19 | 19 | 19 | 19.0001 | 19 | 19 | 19 | 19 | 19 | 19 | 19 | 19 | 19 | 19 | 19 | 19 | 19 | 19 | 19
18 | 19 | 19 | 19 | 19 | 19 | 19.0564 | 19 | 19 | 19 | 19 | 19 | 19 | 19 | 19 | 19 | 19 | 19 | 19 | 19 | 19 | 19 | 19 | 19 | 19 | 19 | 19 | 19 | 19 | 19 | 19
19 | 19 | 19 | 19 | 19 | 19 | 19.0008 | 19 | 19 | 19 | 19 | 19 | 19 | 19 | 19 | 19 | 19 | 19 | 19 | 19 | 19 | 19 | 19 | 19 | 21.5438 | 19 | 19 | 19 | 19 | 19 | 23
20 | 16 | 16 | 16 | 16 | 16 | 16 | 16 | 16 | 16 | 16 | 16 | 16 | 16 | 16 | 16 | 16 | 16 | 26 | 16 | 16 | 18.7836 | 16 | 16 | 16.0359 | 16 | 16 | 16 | 16 | 16 | 26
21 | 16 | 16 | 26 | 16 | 16 | 17.1122 | 16 | 16 | 16 | 16 | 16 | 16 | 16 | 16 | 16 | 16 | 16 | 16.141 | 16 | 16 | 16.0393 | 16 | 16 | 16.0005 | 16 | 16 | 26 | 16 | 16 | 16.141
22 | 16 | 16 | 16.141 | 16 | 16 | 16.0157 | 16 | 16 | 16 | 16 | 16 | 16 | 16 | 16 | 16 | 16 | 16 | 16.002 | 16 | 16 | 16.0006 | 16 | 16 | 16 | 16 | 16 | 16.141 | 16 | 16 | 20.7257
23 | 16 | 16 | 16.002 | 16 | 16 | 16.0002 | 16 | 16 | 16 | 16 | 16 | 16 | 16 | 16 | 16 | 16 | 16 | 16 | 16 | 16 | 16 | 16 | 16 | 16 | 16 | 16 | 16.002 | 16 | 16 | 16.0666
24 | 16 | 16 | 16 | 16 | 16 | 16 | 16 | 16 | 16 | 16 | 16 | 16 | 16 | 16 | 16 | 16 | 16 | 16 | 16 | 16 | 16 | 16 | 16 | 16 | 16 | 16 | 16.9044 | 16 | 16 | 16.0009

## CHP_Results
Hour | P_CHPH_1 | U_CHPH_1 | D_CHPH_1 | P_CHPE_1 | U_CHPE_1 | D_CHPE_1 | P_CHPG_1 | D_CHPG_1 | U_CHPG_1 | P_CHPH_2 | U_CHPH_2 | D_CHPH_2 | P_CHPE_2 | U_CHPE_2 | D_CHPE_2 | P_CHPG_2 | D_CHPG_2 | U_CHPG_2 | P_CHPH_3 | U_CHPH_3 | D_CHPH_3 | P_CHPE_3 | U_CHPE_3 | D_CHPE_3 | P_CHPG_3 | D_CHPG_3 | U_CHPG_3 | P_CHPH_11 | U_CHPH_11 | D_CHPH_11 | P_CHPE_11 | U_CHPE_11 | D_CHPE_11 | P_CHPG_11 | D_CHPG_11 | U_CHPG_11 | P_CHPH_20 | U_CHPH_20 | D_CHPH_20 | P_CHPE_20 | U_CHPE_20 | D_CHPE_20 | P_CHPG_20 | D_CHPG_20 | U_CHPG_20 | P_CHPH_24 | U_CHPH_24 | D_CHPH_24 | P_CHPE_24 | U_CHPE_24 | D_CHPE_24 | P_CHPG_24 | D_CHPG_24 | U_CHPG_24 | P_CHPH_26 | U_CHPH_26 | D_CHPH_26 | P_CHPE_26 | U_CHPE_26 | D_CHPE_26 | P_CHPG_26 | D_CHPG_26 | U_CHPG_26 | P_CHPH_29 | U_CHPH_29 | D_CHPH_29 | P_CHPE_29 | U_CHPE_29 | D_CHPE_29 | P_CHPG_29 | D_CHPG_29 | U_CHPG_29 | P_CHPH_31 | U_CHPH_31 | D_CHPH_31 | P_CHPE_31 | U_CHPE_31 | D_CHPE_31 | P_CHPG_31 | D_CHPG_31 | U_CHPG_31 | P_CHPH_33 | U_CHPH_33 | D_CHPH_33 | P_CHPE_33 | U_CHPE_33 | D_CHPE_33 | P_CHPG_33 | D_CHPG_33 | U_CHPG_33 | P_CHPH_36 | U_CHPH_36 | D_CHPH_36 | P_CHPE_36 | U_CHPE_36 | D_CHPE_36 | P_CHPG_36 | D_CHPG_36 | U_CHPG_36
1 | 0 | 166.5 | 0 | 0 | 129.5 | 0 | 0 | 0 | 370 | 0 | 166.5 | 0 | 0 | 129.5 | 0 | 0 | 0 | 370 | 0 | 166.5 | 0 | 0 | 129.5 | 0 | 0 | 0 | 370 | 0 | 166.5 | 0 | 0 | 129.5 | 0 | 0 | 0 | 370 | 0 | 166.5 | 0 | 0 | 129.5 | 0 | 0 | 0 | 370 | 0 | 166.5 | 0 | 0 | 129.5 | 0 | 0 | 0 | 370 | 0 | 166.5 | 0 | 0 | 129.5 | 0 | 0 | 0 | 370 | 0 | 166.5 | 0 | 0 | 129.5 | 0 | 0 | 0 | 370 | 0 | 166.5 | 0 | 0 | 129.5 | 0 | 0 | 0 | 370 | 0 | 166.5 | 0 | 0 | 129.5 | 0 | 0 | 0 | 370 | 0 | 166.5 | 0 | 0 | 129.5 | 0 | 0 | 0 | 370
2 | 0 | 166.5 | 0 | 0 | 129.5 | 0 | 0 | 0 | 370 | 0 | 166.5 | 0 | 0 | 129.5 | 0 | 0 | 0 | 370 | 0 | 166.5 | 0 | 0 | 129.5 | 0 | 0 | 0 | 370 | 0 | 166.5 | 0 | 0 | 129.5 | 0 | 0 | 0 | 370 | 0 | 166.5 | 0 | 0 | 129.5 | 0 | 0 | 0 | 370 | 0 | 166.5 | 0 | 0 | 129.5 | 0 | 0 | 0 | 370 | 0 | 166.5 | 0 | 0 | 129.5 | 0 | 0 | 0 | 370 | 0 | 166.5 | 0 | 0 | 129.5 | 0 | 0 | 0 | 370 | 0 | 166.5 | 0 | 0 | 129.5 | 0 | 0 | 0 | 370 | 0 | 166.5 | 0 | 0 | 129.5 | 0 | 0 | 0 | 370 | 0 | 166.5 | 0 | 0 | 129.5 | 0 | 0 | 0 | 370
3 | 0 | 166.5 | 0 | 0 | 129.5 | 0 | 0 | 0 | 370 | 0 | 166.5 | 0 | 0 | 129.5 | 0 | 0 | 0 | 370 | 0 | 166.5 | 0 | 0 | 129.5 | 0 | 0 | 0 | 370 | 0 | 166.5 | 0 | 0 | 129.5 | 0 | 0 | 0 | 370 | 0 | 166.5 | 0 | 0 | 129.5 | 0 | 0 | 0 | 370 | 0 | 166.5 | 0 | 0 | 129.5 | 0 | 0 | 0 | 370 | 0 | 166.5 | 0 | 0 | 129.5 | 0 | 0 | 0 | 370 | 0 | 166.5 | 0 | 0 | 129.5 | 0 | 0 | 0 | 370 | 0 | 166.5 | 0 | 0 | 129.5 | 0 | 0 | 0 | 370 | 0 | 166.5 | 0 | 0 | 129.5 | 0 | 0 | 0 | 370 | 0 | 166.5 | 0 | 0 | 129.5 | 0 | 0 | 0 | 370
4 | 0 | 166.5 | 0 | 0 | 129.5 | 0 | 0 | 0 | 370 | 0 | 166.5 | 0 | 0 | 129.5 | 0 | 0 | 0 | 370 | 0 | 166.5 | 0 | 0 | 129.5 | 0 | 0 | 0 | 370 | 0 | 166.5 | 0 | 0 | 129.5 | 0 | 0 | 0 | 370 | 0 | 166.5 | 0 | 0 | 129.5 | 0 | 0 | 0 | 370 | 0 | 166.5 | 0 | 0 | 129.5 | 0 | 0 | 0 | 370 | 0 | 166.5 | 0 | 0 | 129.5 | 0 | 0 | 0 | 370 | 0 | 166.5 | 0 | 0 | 129.5 | 0 | 0 | 0 | 370 | 0 | 166.5 | 0 | 0 | 129.5 | 0 | 0 | 0 | 370 | 0 | 166.5 | 0 | 0 | 129.5 | 0 | 0 | 0 | 370 | 0 | 166.5 | 0 | 0 | 129.5 | 0 | 0 | 0 | 370
5 | 0 | 166.5 | 0 | 0 | 129.5 | 0 | 0 | 0 | 370 | 0 | 166.5 | 0 | 0 | 129.5 | 0 | 0 | 0 | 370 | 0 | 166.5 | 0 | 0 | 129.5 | 0 | 0 | 0 | 370 | 0 | 166.5 | 0 | 0 | 129.5 | 0 | 0 | 0 | 370 | 0 | 166.5 | 0 | 0 | 129.5 | 0 | 0 | 0 | 370 | 0 | 166.5 | 0 | 0 | 129.5 | 0 | 0 | 0 | 370 | 0 | 166.5 | 0 | 0 | 129.5 | 0 | 0 | 0 | 370 | 0 | 166.5 | 0 | 0 | 129.5 | 0 | 0 | 0 | 370 | 0 | 166.5 | 0 | 0 | 129.5 | 0 | 0 | 0 | 370 | 0 | 166.5 | 0 | 0 | 129.5 | 0 | 0 | 0 | 370 | 0 | 166.5 | 0 | 0 | 129.5 | 0 | 0 | 0 | 370
6 | 0 | 166.5 | 0 | 0 | 129.5 | 0 | 0 | 0 | 370 | 0 | 166.5 | 0 | 0 | 129.5 | 0 | 0 | 0 | 370 | 0 | 166.5 | 0 | 0 | 129.5 | 0 | 0 | 0 | 370 | 0 | 166.5 | 0 | 0 | 129.5 | 0 | 0 | 0 | 370 | 0 | 166.5 | 0 | 0 | 129.5 | 0 | 0 | 0 | 370 | 0 | 166.5 | 0 | 0 | 129.5 | 0 | 0 | 0 | 370 | 0 | 166.5 | 0 | 0 | 129.5 | 0 | 0 | 0 | 370 | 0 | 166.5 | 0 | 0 | 129.5 | 0 | 0 | 0 | 370 | 0 | 166.5 | 0 | 0 | 129.5 | 0 | 0 | 0 | 370 | 0 | 166.5 | 0 | 0 | 129.5 | 0 | 0 | 0 | 370 | 0 | 166.5 | 0 | 0 | 129.5 | 0 | 0 | 0 | 370
7 | 0 | 166.5 | 0 | 0 | 129.5 | 0 | 0 | 0 | 370 | 0.54167 | 166.5 | 0.54167 | 0.4213 | 129.5 | 0.4213 | 1.2037 | 1.2037 | 370 | 0 | 166.5 | 0 | 0 | 129.5 | 0 | 0 | 0 | 370 | 2.1667 | 166.5 | 2.1667 | 1.6852 | 129.5 | 1.6852 | 4.8148 | 4.8148 | 370 | 0 | 166.5 | 0 | 0 | 129.5 | 0 | 0 | 0 | 370 | 3.25 | 166.5 | 3.25 | 2.5278 | 129.5 | 2.5278 | 7.2222 | 7.2222 | 370 | 20.7891 | 166.5 | 20.7891 | 16.1693 | 129.5 | 16.1693 | 46.198 | 46.198 | 370 | 5.4167 | 166.5 | 5.4167 | 4.213 | 129.5 | 4.213 | 12.037 | 12.037 | 370 | 0 | 166.5 | 0 | 0 | 129.5 | 0 | 0 | 0 | 370 | 0 | 166.5 | 0 | 0 | 129.5 | 0 | 0 | 0 | 370 | 1.0833 | 166.5 | 1.0833 | 0.84259 | 129.5 | 0.84259 | 2.4074 | 2.4074 | 370
8 | 10.8333 | 166.5 | 10.8333 | 8.4259 | 129.5 | 8.4259 | 24.074 | 24.074 | 370 | 1.95 | 166.5 | 1.95 | 1.5167 | 129.5 | 1.5167 | 4.3333 | 4.3333 | 370 | 0 | 166.5 | 0 | 0 | 129.5 | 0 | 0 | 0 | 370 | 2.1667 | 166.5 | 2.1667 | 1.6852 | 129.5 | 1.6852 | 4.8148 | 4.8148 | 370 | 0.01 | 166.5 | 0.01 | 0.0077778 | 129.5 | 0.0077778 | 0.022222 | 0.022222 | 370 | 5.4167 | 166.5 | 5.4167 | 4.213 | 129.5 | 4.213 | 12.037 | 12.037 | 370 | 22.5658 | 166.5 | 22.5658 | 17.5511 | 129.5 | 17.5511 | 50.1461 | 50.1461 | 370 | 6.5 | 166.5 | 6.5 | 5.0555 | 129.5 | 5.0555 | 14.4444 | 14.4444 | 370 | 0.10833 | 166.5 | 0.10833 | 0.084259 | 129.5 | 0.084259 | 0.24074 | 0.24074 | 370 | 0 | 166.5 | 0 | 0 | 129.5 | 0 | 0 | 0 | 370 | 1.0833 | 166.5 | 1.0833 | 0.84259 | 129.5 | 0.84259 | 2.4074 | 2.4074 | 370
9 | 10.8333 | 166.5 | 10.8333 | 8.4259 | 129.5 | 8.4259 | 24.074 | 24.074 | 370 | 3.0333 | 166.5 | 3.0333 | 2.3593 | 129.5 | 2.3593 | 6.7407 | 6.7407 | 370 | 0 | 166.5 | 0 | 0 | 129.5 | 0 | 0 | 0 | 370 | 5.4167 | 166.5 | 5.4167 | 4.213 | 129.5 | 4.213 | 12.037 | 12.037 | 370 | 0.13 | 166.5 | 0.13 | 0.10111 | 129.5 | 0.10111 | 0.28889 | 0.28889 | 370 | 3.25 | 166.5 | 3.25 | 2.5278 | 129.5 | 2.5278 | 7.2222 | 7.2222 | 370 | 35.4249 | 166.5 | 35.4249 | 27.5527 | 129.5 | 27.5527 | 78.722 | 78.722 | 370 | 5.4167 | 166.5 | 5.4167 | 4.213 | 129.5 | 4.213 | 12.037 | 12.037 | 370 | 0 | 166.5 | 0 | 0 | 129.5 | 0 | 0 | 0 | 370 | 10.8333 | 166.5 | 10.8333 | 8.4259 | 129.5 | 8.4259 | 24.074 | 24.074 | 370 | 5.4167 | 166.5 | 5.4167 | 4.213 | 129.5 | 4.213 | 12.037 | 12.037 | 370
10 | 10.8333 | 166.5 | 10.8333 | 8.4259 | 129.5 | 8.4259 | 24.074 | 24.074 | 370 | 3.575 | 166.5 | 3.575 | 2.7805 | 129.5 | 2.7805 | 7.9444 | 7.9444 | 370 | 0 | 166.5 | 0 | 0 | 129.5 | 0 | 0 | 0 | 370 | 3.25 | 166.5 | 3.25 | 2.5278 | 129.5 | 2.5278 | 7.2222 | 7.2222 | 370 | 0.07 | 166.5 | 0.07 | 0.054444 | 129.5 | 0.054444 | 0.15556 | 0.15556 | 370 | 4.3333 | 166.5 | 4.3333 | 3.3704 | 129.5 | 3.3704 | 9.6296 | 9.6296 | 370 | 36.1616 | 166.5 | 36.1616 | 28.1257 | 129.5 | 28.1257 | 80.359 | 80.359 | 370 | 8.6666 | 166.5 | 8.6666 | 6.7407 | 129.5 | 6.7407 | 19.2592 | 19.2592 | 370 | 0 | 166.5 | 0 | 0 | 129.5 | 0 | 0 | 0 | 370 | 0 | 166.5 | 0 | 0 | 129.5 | 0 | 0 | 0 | 370 | 1.0833 | 166.5 | 1.0833 | 0.84259 | 129.5 | 0.84259 | 2.4074 | 2.4074 | 370
11 | 10.8333 | 166.5 | 10.8333 | 8.4259 | 129.5 | 8.4259 | 24.074 | 24.074 | 370 | 5.6333 | 166.5 | 5.6333 | 4.3815 | 129.5 | 4.3815 | 12.5185 | 12.5185 | 370 | 0 | 166.5 | 0 | 0 | 129.5 | 0 | 0 | 0 | 370 | 6.5 | 166.5 | 6.5 | 5.0555 | 129.5 | 5.0555 | 14.4444 | 14.4444 | 370 | 1.13 | 166.5 | 1.13 | 0.87889 | 129.5 | 0.87889 | 2.5111 | 2.5111 | 370 | 4.3333 | 166.5 | 4.3333 | 3.3704 | 129.5 | 3.3704 | 9.6296 | 9.6296 | 370 | 37.9274 | 166.5 | 37.9274 | 29.4991 | 129.5 | 29.4991 | 84.2831 | 84.2831 | 370 | 7.5833 | 166.5 | 7.5833 | 5.8981 | 129.5 | 5.8981 | 16.8518 | 16.8518 | 370 | 119.2746 | 166.5 | 119.2746 | 92.7692 | 129.5 | 92.7692 | 265.0547 | 265.0547 | 370 | 0 | 166.5 | 0 | 0 | 129.5 | 0 | 0 | 0 | 370 | 1.0833 | 166.5 | 1.0833 | 0.84259 | 129.5 | 0.84259 | 2.4074 | 2.4074 | 370
12 | 10.8333 | 166.5 | 10.8333 | 8.4259 | 129.5 | 8.4259 | 24.074 | 24.074 | 370 | 4.875 | 166.5 | 4.875 | 3.7917 | 129.5 | 3.7917 | 10.8333 | 10.8333 | 370 | 0 | 166.5 | 0 | 0 | 129.5 | 0 | 0 | 0 | 370 | 6.5 | 166.5 | 6.5 | 5.0555 | 129.5 | 5.0555 | 14.4444 | 14.4444 | 370 | 1 | 166.5 | 1 | 0.77778 | 129.5 | 0.77778 | 2.2222 | 2.2222 | 370 | 4.3333 | 166.5 | 4.3333 | 3.3704 | 129.5 | 3.3704 | 9.6296 | 9.6296 | 370 | 48.5007 | 166.5 | 48.5007 | 37.7228 | 129.5 | 37.7228 | 107.7793 | 107.7793 | 370 | 6.5 | 166.5 | 6.5 | 5.0555 | 129.5 | 5.0555 | 14.4444 | 14.4444 | 370 | 99.0164 | 166.5 | 99.0164 | 77.0127 | 129.5 | 77.0127 | 220.0364 | 220.0364 | 370 | 10.8333 | 166.5 | 10.8333 | 8.4259 | 129.5 | 8.4259 | 24.074 | 24.074 | 370 | 1.0833 | 166.5 | 1.0833 | 0.84259 | 129.5 | 0.84259 | 2.4074 | 2.4074 | 370
13 | 21.6666 | 166.5 | 21.6666 | 16.8518 | 129.5 | 16.8518 | 48.148 | 48.148 | 370 | 7.6916 | 166.5 | 7.6916 | 5.9824 | 129.5 | 5.9824 | 17.0925 | 17.0925 | 370 | 0 | 166.5 | 0 | 0 | 129.5 | 0 | 0 | 0 | 370 | 2.1667 | 166.5 | 2.1667 | 1.6852 | 129.5 | 1.6852 | 4.8148 | 4.8148 | 370 | 0 | 166.5 | 0 | 0 | 129.5 | 0 | 0 | 0 | 370 | 3.25 | 166.5 | 3.25 | 2.5278 | 129.5 | 2.5278 | 7.2222 | 7.2222 | 370 | 36.9849 | 166.5 | 36.9849 | 28.766 | 129.5 | 28.766 | 82.1886 | 82.1886 | 370 | 9.75 | 166.5 | 9.75 | 7.5833 | 129.5 | 7.5833 | 21.6666 | 21.6666 | 370 | 119.708 | 166.5 | 119.708 | 93.1062 | 129.5 | 93.1062 | 266.0177 | 266.0177 | 370 | 0 | 166.5 | 0 | 0 | 129.5 | 0 | 0 | 0 | 370 | 2.1667 | 166.5 | 2.1667 | 1.6852 | 129.5 | 1.6852 | 4.8148 | 4.8148 | 370
14 | 10.8333 | 166.5 | 10.8333 | 8.4259 | 129.5 | 8.4259 | 24.074 | 24.074 | 370 | 7.3666 | 166.5 | 7.3666 | 5.7296 | 129.5 | 5.7296 | 16.3703 | 16.3703 | 370 | 0 | 166.5 | 0 | 0 | 129.5 | 0 | 0 | 0 | 370 | 3.25 | 166.5 | 3.25 | 2.5278 | 129.5 | 2.5278 | 7.2222 | 7.2222 | 370 | 0 | 166.5 | 0 | 0 | 129.5 | 0 | 0 | 0 | 370 | 5.4167 | 166.5 | 5.4167 | 4.213 | 129.5 | 4.213 | 12.037 | 12.037 | 370 | 39.639 | 166.5 | 39.639 | 30.8304 | 129.5 | 30.8304 | 88.0868 | 88.0868 | 370 | 6.5 | 166.5 | 6.5 | 5.0555 | 129.5 | 5.0555 | 14.4444 | 14.4444 | 370 | 0.10833 | 166.5 | 0.10833 | 0.084259 | 129.5 | 0.084259 | 0.24074 | 0.24074 | 370 | 10.8333 | 166.5 | 10.8333 | 8.4259 | 129.5 | 8.4259 | 24.074 | 24.074 | 370 | 2.1667 | 166.5 | 2.1667 | 1.6852 | 129.5 | 1.6852 | 4.8148 | 4.8148 | 370
15 | 10.8333 | 166.5 | 10.8333 | 8.4259 | 129.5 | 8.4259 | 24.074 | 24.074 | 370 | 7.3666 | 166.5 | 7.3666 | 5.7296 | 129.5 | 5.7296 | 16.3703 | 16.3703 | 370 | 0 | 166.5 | 0 | 0 | 129.5 | 0 | 0 | 0 | 370 | 5.4167 | 166.5 | 5.4167 | 4.213 | 129.5 | 4.213 | 12.037 | 12.037 | 370 | 0.17 | 166.5 | 0.17 | 0.13222 | 129.5 | 0.13222 | 0.37778 | 0.37778 | 370 | 5.4167 | 166.5 | 5.4167 | 4.213 | 129.5 | 4.213 | 12.037 | 12.037 | 370 | 36.2699 | 166.5 | 36.2699 | 28.2099 | 129.5 | 28.2099 | 80.5998 | 80.5998 | 370 | 0 | 166.5 | 0 | 0 | 129.5 | 0 | 0 | 0 | 370 | 0.10833 | 166.5 | 0.10833 | 0.084259 | 129.5 | 0.084259 | 0.24074 | 0.24074 | 370 | 0 | 166.5 | 0 | 0 | 129.5 | 0 | 0 | 0 | 370 | 2.1667 | 166.5 | 2.1667 | 1.6852 | 129.5 | 1.6852 | 4.8148 | 4.8148 | 370
16 | 10.8333 | 166.5 | 10.8333 | 8.4259 | 129.5 | 8.4259 | 24.074 | 24.074 | 370 | 5.3083 | 166.5 | 5.3083 | 4.1287 | 129.5 | 4.1287 | 11.7963 | 11.7963 | 370 | 0 | 166.5 | 0 | 0 | 129.5 | 0 | 0 | 0 | 370 | 6.5 | 166.5 | 6.5 | 5.0555 | 129.5 | 5.0555 | 14.4444 | 14.4444 | 370 | 1.18 | 166.5 | 1.18 | 0.91778 | 129.5 | 0.91778 | 2.6222 | 2.6222 | 370 | 4.3333 | 166.5 | 4.3333 | 3.3704 | 129.5 | 3.3704 | 9.6296 | 9.6296 | 370 | 48.739 | 166.5 | 48.739 | 37.9081 | 129.5 | 37.9081 | 108.3089 | 108.3089 | 370 | 0 | 166.5 | 0 | 0 | 129.5 | 0 | 0 | 0 | 370 | 0 | 166.5 | 0 | 0 | 129.5 | 0 | 0 | 0 | 370 | 10.8333 | 166.5 | 10.8333 | 8.4259 | 129.5 | 8.4259 | 24.074 | 24.074 | 370 | 2.1667 | 166.5 | 2.1667 | 1.6852 | 129.5 | 1.6852 | 4.8148 | 4.8148 | 370
17 | 0 | 166.5 | 0 | 0 | 129.5 | 0 | 0 | 0 | 370 | 6.2833 | 166.5 | 6.2833 | 4.887 | 129.5 | 4.887 | 13.9629 | 13.9629 | 370 | 0 | 166.5 | 0 | 0 | 129.5 | 0 | 0 | 0 | 370 | 3.25 | 166.5 | 3.25 | 2.5278 | 129.5 | 2.5278 | 7.2222 | 7.2222 | 370 | 0.77 | 166.5 | 0.77 | 0.59889 | 129.5 | 0.59889 | 1.7111 | 1.7111 | 370 | 3.25 | 166.5 | 3.25 | 2.5278 | 129.5 | 2.5278 | 7.2222 | 7.2222 | 370 | 26.1299 | 166.5 | 26.1299 | 20.3233 | 129.5 | 20.3233 | 58.0665 | 58.0665 | 370 | 0 | 166.5 | 0 | 0 | 129.5 | 0 | 0 | 0 | 370 | 81.1414 | 166.5 | 81.1414 | 63.11 | 129.5 | 63.11 | 180.3143 | 180.3143 | 370 | 10.8333 | 166.5 | 10.8333 | 8.4259 | 129.5 | 8.4259 | 24.074 | 24.074 | 370 | 2.1667 | 166.5 | 2.1667 | 1.6852 | 129.5 | 1.6852 | 4.8148 | 4.8148 | 370
18 | 10.8333 | 166.5 | 10.8333 | 8.4259 | 129.5 | 8.4259 | 24.074 | 24.074 | 370 | 7.475 | 166.5 | 7.475 | 5.8139 | 129.5 | 5.8139 | 16.6111 | 16.6111 | 370 | 0 | 166.5 | 0 | 0 | 129.5 | 0 | 0 | 0 | 370 | 4.3333 | 166.5 | 4.3333 | 3.3704 | 129.5 | 3.3704 | 9.6296 | 9.6296 | 370 | 0 | 166.5 | 0 | 0 | 129.5 | 0 | 0 | 0 | 370 | 3.25 | 166.5 | 3.25 | 2.5278 | 129.5 | 2.5278 | 7.2222 | 7.2222 | 370 | 25.1441 | 166.5 | 25.1441 | 19.5565 | 129.5 | 19.5565 | 55.8758 | 55.8758 | 370 | 0 | 166.5 | 0 | 0 | 129.5 | 0 | 0 | 0 | 370 | 121.4413 | 166.5 | 121.4413 | 94.4543 | 129.5 | 94.4543 | 269.8695 | 269.8695 | 370 | 10.8333 | 166.5 | 10.8333 | 8.4259 | 129.5 | 8.4259 | 24.074 | 24.074 | 370 | 2.1667 | 166.5 | 2.1667 | 1.6852 | 129.5 | 1.6852 | 4.8148 | 4.8148 | 370
19 | 10.8333 | 166.5 | 10.8333 | 8.4259 | 129.5 | 8.4259 | 24.074 | 24.074 | 370 | 7.3666 | 166.5 | 7.3666 | 5.7296 | 129.5 | 5.7296 | 16.3703 | 16.3703 | 370 | 0 | 166.5 | 0 | 0 | 129.5 | 0 | 0 | 0 | 370 | 2.1667 | 166.5 | 2.1667 | 1.6852 | 129.5 | 1.6852 | 4.8148 | 4.8148 | 370 | 0 | 166.5 | 0 | 0 | 129.5 | 0 | 0 | 0 | 370 | 3.25 | 166.5 | 3.25 | 2.5278 | 129.5 | 2.5278 | 7.2222 | 7.2222 | 370 | 34.0274 | 166.5 | 34.0274 | 26.4658 | 129.5 | 26.4658 | 75.6164 | 75.6164 | 370 | 0 | 166.5 | 0 | 0 | 129.5 | 0 | 0 | 0 | 370 | 0 | 166.5 | 0 | 0 | 129.5 | 0 | 0 | 0 | 370 | 10.8333 | 166.5 | 10.8333 | 8.4259 | 129.5 | 8.4259 | 24.074 | 24.074 | 370 | 0 | 166.5 | 0 | 0 | 129.5 | 0 | 0 | 0 | 370
20 | 0 | 166.5 | 0 | 0 | 129.5 | 0 | 0 | 0 | 370 | 6.0666 | 166.5 | 6.0666 | 4.7185 | 129.5 | 4.7185 | 13.4814 | 13.4814 | 370 | 0 | 166.5 | 0 | 0 | 129.5 | 0 | 0 | 0 | 370 | 2.1667 | 166.5 | 2.1667 | 1.6852 | 129.5 | 1.6852 | 4.8148 | 4.8148 | 370 | 0 | 166.5 | 0 | 0 | 129.5 | 0 | 0 | 0 | 370 | 3.25 | 166.5 | 3.25 | 2.5278 | 129.5 | 2.5278 | 7.2222 | 7.2222 | 370 | 34.0274 | 166.5 | 34.0274 | 26.4658 | 129.5 | 26.4658 | 75.6164 | 75.6164 | 370 | 0 | 166.5 | 0 | 0 | 129.5 | 0 | 0 | 0 | 370 | 0 | 166.5 | 0 | 0 | 129.5 | 0 | 0 | 0 | 370 | 0 | 166.5 | 0 | 0 | 129.5 | 0 | 0 | 0 | 370 | 0 | 166.5 | 0 | 0 | 129.5 | 0 | 0 | 0 | 370
21 | 10.8333 | 166.5 | 10.8333 | 8.4259 | 129.5 | 8.4259 | 24.074 | 24.074 | 370 | 6.6083 | 166.5 | 6.6083 | 5.1398 | 129.5 | 5.1398 | 14.6851 | 14.6851 | 370 | 0 | 166.5 | 0 | 0 | 129.5 | 0 | 0 | 0 | 370 | 2.1667 | 166.5 | 2.1667 | 1.6852 | 129.5 | 1.6852 | 4.8148 | 4.8148 | 370 | 0 | 166.5 | 0 | 0 | 129.5 | 0 | 0 | 0 | 370 | 3.25 | 166.5 | 3.25 | 2.5278 | 129.5 | 2.5278 | 7.2222 | 7.2222 | 370 | 32.1966 | 166.5 | 32.1966 | 25.0418 | 129.5 | 25.0418 | 71.5479 | 71.5479 | 370 | 0 | 166.5 | 0 | 0 | 129.5 | 0 | 0 | 0 | 370 | 0 | 166.5 | 0 | 0 | 129.5 | 0 | 0 | 0 | 370 | 10.8333 | 166.5 | 10.8333 | 8.4259 | 129.5 | 8.4259 | 24.074 | 24.074 | 370 | 0 | 166.5 | 0 | 0 | 129.5 | 0 | 0 | 0 | 370
22 | 0 | 166.5 | 0 | 0 | 129.5 | 0 | 0 | 0 | 370 | 6.0666 | 166.5 | 6.0666 | 4.7185 | 129.5 | 4.7185 | 13.4814 | 13.4814 | 370 | 0 | 166.5 | 0 | 0 | 129.5 | 0 | 0 | 0 | 370 | 2.1667 | 166.5 | 2.1667 | 1.6852 | 129.5 | 1.6852 | 4.8148 | 4.8148 | 370 | 0 | 166.5 | 0 | 0 | 129.5 | 0 | 0 | 0 | 370 | 3.25 | 166.5 | 3.25 | 2.5278 | 129.5 | 2.5278 | 7.2222 | 7.2222 | 370 | 32.0016 | 166.5 | 32.0016 | 24.8901 | 129.5 | 24.8901 | 71.1146 | 71.1146 | 370 | 0 | 166.5 | 0 | 0 | 129.5 | 0 | 0 | 0 | 370 | 0 | 166.5 | 0 | 0 | 129.5 | 0 | 0 | 0 | 370 | 0 | 166.5 | 0 | 0 | 129.5 | 0 | 0 | 0 | 370 | 0 | 166.5 | 0 | 0 | 129.5 | 0 | 0 | 0 | 370
23 | 0 | 166.5 | 0 | 0 | 129.5 | 0 | 0 | 0 | 370 | 5.7416 | 166.5 | 5.7416 | 4.4657 | 129.5 | 4.4657 | 12.7592 | 12.7592 | 370 | 0 | 166.5 | 0 | 0 | 129.5 | 0 | 0 | 0 | 370 | 2.1667 | 166.5 | 2.1667 | 1.6852 | 129.5 | 1.6852 | 4.8148 | 4.8148 | 370 | 0 | 166.5 | 0 | 0 | 129.5 | 0 | 0 | 0 | 370 | 3.25 | 166.5 | 3.25 | 2.5278 | 129.5 | 2.5278 | 7.2222 | 7.2222 | 370 | 20.9408 | 166.5 | 20.9408 | 16.2873 | 129.5 | 16.2873 | 46.535 | 46.535 | 370 | 0 | 166.5 | 0 | 0 | 129.5 | 0 | 0 | 0 | 370 | 0 | 166.5 | 0 | 0 | 129.5 | 0 | 0 | 0 | 370 | 10.8333 | 166.5 | 10.8333 | 8.4259 | 129.5 | 8.4259 | 24.074 | 24.074 | 370 | 0 | 166.5 | 0 | 0 | 129.5 | 0 | 0 | 0 | 370
24 | 0 | 166.5 | 0 | 0 | 129.5 | 0 | 0 | 0 | 370 | 0 | 166.5 | 0 | 0 | 129.5 | 0 | 0 | 0 | 370 | 0 | 166.5 | 0 | 0 | 129.5 | 0 | 0 | 0 | 370 | 0 | 166.5 | 0 | 0 | 129.5 | 0 | 0 | 0 | 370 | 0 | 166.5 | 0 | 0 | 129.5 | 0 | 0 | 0 | 370 | 0 | 166.5 | 0 | 0 | 129.5 | 0 | 0 | 0 | 370 | 0 | 166.5 | 0 | 0 | 129.5 | 0 | 0 | 0 | 370 | 0 | 166.5 | 0 | 0 | 129.5 | 0 | 0 | 0 | 370 | 0 | 166.5 | 0 | 0 | 129.5 | 0 | 0 | 0 | 370 | 0 | 166.5 | 0 | 0 | 129.5 | 0 | 0 | 0 | 370 | 0 | 166.5 | 0 | 0 | 129.5 | 0 | 0 | 0 | 370

## Battery_Results
Hour | SOC_1 | P_charge_1 | P_discharge_1 | U_charge_1 | D_charge_1 | U_discharge_1 | D_discharge_1 | SOC_10 | P_charge_10 | P_discharge_10 | U_charge_10 | D_charge_10 | U_discharge_10 | D_discharge_10 | SOC_15 | P_charge_15 | P_discharge_15 | U_charge_15 | D_charge_15 | U_discharge_15 | D_discharge_15 | SOC_19 | P_charge_19 | P_discharge_19 | U_charge_19 | D_charge_19 | U_discharge_19 | D_discharge_19 | SOC_25 | P_charge_25 | P_discharge_25 | U_charge_25 | D_charge_25 | U_discharge_25 | D_discharge_25 | SOC_30 | P_charge_30 | P_discharge_30 | U_charge_30 | D_charge_30 | U_discharge_30 | D_discharge_30 | SOC_35 | P_charge_35 | P_discharge_35 | U_charge_35 | D_charge_35 | U_discharge_35 | D_discharge_35 | SOC_37 | P_charge_37 | P_discharge_37 | U_charge_37 | D_charge_37 | U_discharge_37 | D_discharge_37 | SOC_39 | P_charge_39 | P_discharge_39 | U_charge_39 | D_charge_39 | U_discharge_39 | D_discharge_39
1 | 16.1111 | 0 | 0 | 0 | 0 | 0 | 0 | 16.1111 | 0 | 0 | 0 | 0 | 0 | 0 | 16.1111 | 0 | 0 | 0 | 0 | 0 | 0 | 16.1111 | 0 | 0 | 0 | 0 | 0 | 0 | 16.1111 | 0 | 0 | 0 | 0 | 0 | 0 | 16.1111 | 0 | 0 | 0 | 0 | 0 | 0 | 16.1111 | 0 | 0 | 0 | 0 | 0 | 0 | 16.1111 | 0 | 0 | 0 | 0 | 0 | 0 | 16.1111 | 0 | 0 | 0 | 0 | 0 | 0
2 | 16.1111 | 100 | 0 | 0 | 0 | 0 | 0 | 16.1111 | 100 | 0 | 0 | 0 | 0 | 0 | 16.1111 | 100 | 0 | 0 | 0 | 0 | 0 | 16.1111 | 100 | 0 | 0 | 0 | 0 | 0 | 16.1111 | 120 | 1.4211e-14 | 0 | 0 | 0 | 0 | 16.1111 | 100 | 0 | 0 | 0 | 0 | 0 | 16.1111 | 100 | 0 | 0 | 0 | 0 | 0 | 16.1111 | 100 | 0 | 0 | 0 | 0 | 0 | 16.1111 | 100 | 0 | 0 | 0 | 0 | 0
3 | 106.1111 | 100 | 0 | 0 | 0 | 0 | 0 | 106.1111 | 100 | 0 | 0 | 0 | 0 | 0 | 106.1111 | 100 | 0 | 0 | 0 | 0 | 0 | 106.1111 | 100 | 0 | 0 | 0 | 0 | 0 | 124.1111 | 120 | 0 | 1 | 0 | 0 | 0 | 106.1111 | 100 | 0 | 0 | 0 | 0 | 0 | 106.1111 | 100 | 0 | 0 | 0 | 0 | 0 | 106.1111 | 100 | 0 | 0 | 0 | 0 | 0 | 106.1111 | 100 | 0 | 0 | 0 | 0 | 0
4 | 196.1111 | 59.8765 | 0 | 1 | 0 | 0 | 0 | 196.1111 | 59.8765 | 0 | 1 | 0 | 0 | 0 | 196.1111 | 59.8765 | 0 | 1 | 0 | 2.9567e-06 | 0 | 196.1111 | 59.8765 | 0 | 1 | 0 | 0 | 0 | 232.1111 | 0 | 0 | 0 | 0 | 0 | 0 | 196.1111 | 59.8765 | 0 | 1 | 0 | 1.9775e-06 | 0 | 196.1111 | 59.8765 | 0 | 1 | 0 | 0 | 0 | 196.1111 | 59.8765 | 0 | 1 | 0 | 0 | 0 | 196.1111 | 59.8765 | 0 | 1 | 0 | 0 | 0
5 | 250 | 0 | 0 | 0 | 0 | 0 | 0 | 250 | 0 | 0 | 0 | 0 | 0 | 0 | 250 | 2.9149e-06 | 0 | 2.9149e-06 | 0 | 4.1887e-08 | 0 | 250 | 0 | 0 | 0 | 0 | 0 | 0 | 232.1111 | 19.8765 | 0 | 1 | 0 | 0 | 0 | 250 | 1.9528e-06 | 0 | 1.9528e-06 | 0 | 2.4719e-08 | 0 | 250 | 0 | 0 | 0 | 0 | 0 | 0 | 250 | 0 | 0 | 0 | 0 | 0 | 0 | 250 | 0 | 0 | 0 | 0 | 0 | 0
6 | 250 | 0 | 0 | 0 | 0 | 1 | 0 | 250 | 0 | 0 | 0 | 0 | 1 | 0 | 250 | 0 | 0 | 0 | 0 | 1 | 0 | 250 | 0 | 0 | 0 | 0 | 1 | 0 | 250 | 0 | 0 | 0 | 0 | 0 | 0 | 250 | 0 | 0 | 0 | 0 | 1 | 0 | 250 | 0 | 0 | 0 | 0 | 1 | 0 | 250 | 0 | 0 | 0 | 0 | 1 | 0 | 250 | 0 | 0 | 0 | 0 | 1 | 0
7 | 250 | 0 | 0 | 0 | 0 | 0 | 0 | 250 | 0 | 0 | 0 | 0 | 0 | 0 | 250 | 0 | 0 | 0 | 0 | 4.1887e-08 | 0 | 250 | 0 | 0 | 0 | 0 | 0 | 0 | 250 | 0 | 0 | 0 | 0 | 1 | 0 | 250 | 0 | 0 | 0 | 0 | 0 | 0 | 250 | 0 | 0 | 0 | 0 | 0 | 0 | 250 | 0 | 0 | 0 | 0 | 0 | 0 | 250 | 0 | 0 | 0 | 0 | 0 | 0
8 | 250 | 0 | 0 | 0 | 0 | 1 | 0 | 250 | 0 | 0 | 0 | 0 | 1 | 0 | 250 | 0 | 0 | 0 | 0 | 1 | 0 | 250 | 0 | 0 | 0 | 0 | 1 | 0 | 250 | 0 | -7.5875e-08 | 0 | 0 | 7.8447e-08 | 0 | 250 | 0 | 0 | 0 | 0 | 1 | 0 | 250 | 0 | 0 | 0 | 0 | 1 | 0 | 250 | 0 | 0 | 0 | 0 | 1 | 0 | 250 | 0 | 0 | 0 | 0 | 1 | 0
9 | 250 | 0 | 0 | 0 | 0 | 1.632e-07 | 0 | 250 | 0 | 0 | 0 | 0 | 1.632e-07 | 0 | 250 | 0 | 0.5 | 0 | 0 | 0 | 0 | 250 | 0 | 0 | 0 | 0 | 1.6313e-07 | 0 | 250 | 0 | 0 | 0 | 0 | 1 | 0 | 250 | 0 | 0 | 0 | 0 | 2.4719e-08 | 0 | 250 | 0 | 0 | 0 | 0 | 1.632e-07 | 0 | 250 | 0 | 0 | 0 | 0 | 1.632e-07 | 0 | 250 | 0 | 0 | 0 | 0 | 1.632e-07 | 0
10 | 250 | 0 | 11.5 | 0 | 0 | 0 | 0 | 250 | 0 | 11.5 | 0 | 0 | 0 | 0 | 249.4444 | 0 | 0 | 0 | 0 | 1 | 0 | 250 | 0 | 11.5 | 0 | 0 | 0 | 0 | 250 | 0 | 7.5875e-08 | 0 | 0 | 1.5559e-07 | 0 | 250 | 0 | 3.9657e-08 | 0 | 0 | 0 | 0 | 250 | 0 | 11.5 | 0 | 0 | 0 | 0 | 250 | 0 | 11.5 | 0 | 0 | 0 | 0 | 250 | 0 | 11.5 | 0 | 0 | 0 | 0
11 | 237.2222 | 8.4864e-06 | 0 | 8.4864e-06 | 0 | 0.99999 | 0 | 237.2222 | 8.4864e-06 | 0 | 8.4864e-06 | 0 | 0.99999 | 0 | 249.4444 | 0 | 0 | 0 | 0 | 0 | 0 | 237.2222 | 0 | 0 | 0 | 0 | 1 | 0 | 250 | 0 | 0 | 0 | 0 | 1 | 0 | 250 | 0 | 0 | 0 | 0 | 1 | 0 | 237.2222 | 8.4864e-06 | 0 | 8.4864e-06 | 0 | 0.99999 | 0 | 237.2222 | 8.4864e-06 | 0 | 8.4864e-06 | 0 | 0.99999 | 0 | 237.2222 | 8.4864e-06 | 0 | 8.4864e-06 | 0 | 0.99999 | 0
12 | 237.2222 | 8.3167e-06 | 0 | 8.3167e-06 | 0 | 1.6973e-07 | 0 | 237.2222 | 8.3167e-06 | 0 | 8.3167e-06 | 0 | 1.6973e-07 | 0 | 249.4444 | 1.5208e-06 | 0 | 1.5208e-06 | 0 | 1 | 0 | 237.2222 | 0 | 0 | 0 | 0 | 0 | 0 | 250 | 0 | 0 | 0 | 0 | 1.5559e-07 | 0 | 250 | 0 | 0 | 0 | 0 | 0 | 0 | 237.2222 | 8.3167e-06 | 0 | 8.3167e-06 | 0 | 1.6973e-07 | 0 | 237.2222 | 8.3167e-06 | 0 | 8.3167e-06 | 0 | 1.6973e-07 | 0 | 237.2222 | 8.3167e-06 | 0 | 8.3167e-06 | 0 | 1.6973e-07 | 0
13 | 237.2222 | -8.6714e-09 | 0 | -8.6714e-09 | 0 | 1 | 0 | 237.2222 | -8.6714e-09 | 0 | -8.6714e-09 | 0 | 1 | 0 | 249.4444 | 0 | 0 | 0 | 0 | 1.5208e-06 | 0 | 237.2222 | 1.6105e-07 | 0 | 1.6105e-07 | 0 | 1 | 0 | 250 | 0 | 0 | 0 | 0 | 1 | 0 | 250 | 2.4549e-08 | 0 | 2.4549e-08 | 0 | 1 | 0 | 237.2222 | -8.6714e-09 | 0 | -8.6714e-09 | 0 | 1 | 0 | 237.2222 | -8.6714e-09 | 0 | -8.6714e-09 | 0 | 1 | 0 | 237.2222 | -8.6714e-09 | 0 | -8.6714e-09 | 0 | 1 | 0
14 | 237.2222 | 0 | 0 | 0 | 0 | 1.6106e-07 | 0 | 237.2222 | 0 | 0 | 0 | 0 | 1.6106e-07 | 0 | 249.4444 | 0 | 0 | 0 | 0 | 1 | 0 | 237.2222 | 0 | 0 | 0 | 0 | 1.6105e-07 | 0 | 250 | 0 | 0 | 0 | 0 | 2.3401e-07 | 0 | 250 | 0 | 0 | 0 | 0 | 2.4549e-08 | 0 | 237.2222 | 0 | 0 | 0 | 0 | 1.6106e-07 | 0 | 237.2222 | 0 | 0 | 0 | 0 | 1.6106e-07 | 0 | 237.2222 | 0 | 0 | 0 | 0 | 1.6106e-07 | 0
15 | 237.2222 | 0 | 0 | 0 | 0 | 1 | 0 | 237.2222 | 0 | 0 | 0 | 0 | 1 | 0 | 249.4444 | 0 | 0 | 0 | 0 | 1.5627e-06 | 0 | 237.2222 | 0 | 0 | 0 | 0 | 1 | 0 | 250 | 0 | 0 | 0 | 0 | 1 | 0 | 250 | 0 | 0 | 0 | 0 | 1 | 0 | 237.2222 | 0 | 0 | 0 | 0 | 1 | 0 | 237.2222 | 0 | 0 | 0 | 0 | 1 | 0 | 237.2222 | 0 | 0 | 0 | 0 | 1 | 0
16 | 237.2222 | 0 | 0 | 0 | 0 | 1.6101e-07 | 0 | 237.2222 | 0 | 0 | 0 | 0 | 1.6101e-07 | 0 | 249.4444 | 0 | 0 | 0 | 0 | 1 | 0 | 237.2222 | 0 | 0 | 0 | 0 | 1.6101e-07 | 0 | 250 | 0 | 0 | 0 | 0 | 2.3401e-07 | 0 | 250 | 2.441e-08 | 0 | 2.441e-08 | 0 | 1.3637e-10 | 0 | 237.2222 | 0 | 0 | 0 | 0 | 1.6101e-07 | 0 | 237.2222 | 0 | 0 | 0 | 0 | 1.6101e-07 | 0 | 237.2222 | 0 | 0 | 0 | 0 | 1.6101e-07 | 0
17 | 237.2222 | 0 | 0 | 0 | 0 | 1 | 0 | 237.2222 | 0 | 0 | 0 | 0 | 1 | 0 | 249.4444 | 0 | 0 | 0 | 0 | 1.5627e-06 | 0 | 237.2222 | 0 | 0 | 0 | 0 | 1 | 0 | 250 | 0 | 0 | 0 | 0 | 1 | 0 | 250 | 0 | 0 | 0 | 0 | 1 | 0 | 237.2222 | 0 | 0 | 0 | 0 | 1 | 0 | 237.2222 | 0 | 0 | 0 | 0 | 1 | 0 | 237.2222 | 0 | 0 | 0 | 0 | 1 | 0
18 | 237.2222 | 0 | 49 | 0 | 0 | 0 | 0 | 237.2222 | 0 | 49 | 0 | 0 | 0 | 0 | 249.4444 | 0 | 70 | 0 | 0 | 0 | 0 | 237.2222 | 0 | 49 | 0 | 0 | 0 | 0 | 250 | 0 | 59 | 0 | 0 | 0 | 0 | 250 | 0 | 50.5 | 0 | 0 | 0 | 0 | 237.2222 | 0 | 49 | 0 | 0 | 0 | 0 | 237.2222 | 0 | 49 | 0 | 0 | 0 | 0 | 237.2222 | 0 | 49 | 0 | 0 | 0 | 0
19 | 182.7778 | 0 | 50 | 0 | 0 | 0 | 0 | 182.7778 | 0 | 50 | 0 | 0 | 0 | 0 | 171.6667 | 0 | 70 | 0 | 0 | 0 | 0 | 182.7778 | 0 | 50 | 0 | 0 | 0 | 0 | 184.4444 | 0 | 60 | 0 | 0 | 0 | 0 | 193.8889 | 0 | 80 | 0 | 0 | 0 | 0 | 182.7778 | 0 | 50 | 0 | 0 | 0 | 0 | 182.7778 | 0 | 50 | 0 | 0 | 0 | 0 | 182.7778 | 0 | 50 | 0 | 0 | 0 | 0
20 | 127.2222 | 0 | 50 | 0 | 0 | 0 | 0 | 127.2222 | 0 | 50 | 0 | 0 | 0 | 0 | 93.8889 | 0 | 70 | 0 | 0 | 0 | 0 | 127.2222 | 0 | 50 | 0 | 0 | 0 | 0 | 117.7778 | 0 | 60 | 0 | 0 | 0 | 0 | 105 | 0 | 80 | 0 | 0 | 0 | 0 | 127.2222 | 0 | 50 | 0 | 0 | 0 | 0 | 127.2222 | 0 | 50 | 0 | 0 | 0 | 0 | 127.2222 | 0 | 50 | 0 | 0 | 0 | 0
21 | 71.6667 | 0 | 50 | 0 | 0 | 0 | 0 | 71.6667 | 0 | 50 | 0 | 0 | 0 | 0 | 16.1111 | 0 | 0 | 0 | 0 | 1 | 0 | 71.6667 | 0 | 50 | 0 | 0 | 0 | 0 | 51.1111 | 6.7525e-08 | 31.5 | 6.7525e-08 | 0 | 2.2508e-08 | 0 | 16.1111 | 0 | 0 | 0 | 0 | 1 | 0 | 71.6667 | 0 | 50 | 0 | 0 | 0 | 0 | 71.6667 | 0 | 50 | 0 | 0 | 0 | 0 | 71.6667 | 0 | 50 | 0 | 0 | 0 | 0
22 | 16.1111 | 0 | 0 | 0 | 0 | 1 | 0 | 16.1111 | 0 | 0 | 0 | 0 | 1 | 0 | 16.1111 | 0 | 0 | 0 | 0 | 4.2865e-08 | 0 | 16.1111 | 0 | 0 | 0 | 0 | 1 | 0 | 16.1111 | 0 | 0 | 0 | 0 | 1 | 0 | 16.1111 | 0 | 0 | 0 | 0 | 0 | 0 | 16.1111 | 0 | 0 | 0 | 0 | 1 | 0 | 16.1111 | 0 | 0 | 0 | 0 | 1 | 0 | 16.1111 | 0 | 0 | 0 | 0 | 1 | 0
23 | 16.1111 | 0 | 0 | 0 | 0 | 0 | 0 | 16.1111 | 0 | 0 | 0 | 0 | 0 | 0 | 16.1111 | 0 | 0 | 0 | 0 | 0 | 0 | 16.1111 | 0 | 0 | 0 | 0 | 0 | 0 | 16.1111 | 0 | 0 | 0 | 0 | 1.7674e-07 | 0 | 16.1111 | 0 | 0 | 0 | 0 | 0 | 0 | 16.1111 | 0 | 0 | 0 | 0 | 0 | 0 | 16.1111 | 0 | 0 | 0 | 0 | 0 | 0 | 16.1111 | 0 | 0 | 0 | 0 | 0 | 0
24 | 16.1111 | 0 | 0 | 0 | 0 | 1 | 0 | 16.1111 | 0 | 0 | 0 | 0 | 1 | 0 | 16.1111 | 0 | 0 | 0 | 0 | 1 | 0 | 16.1111 | 0 | 0 | 0 | 0 | 1 | 0 | 16.1111 | 0 | 0 | 0 | 0 | 1 | 0 | 16.1111 | 0 | 0 | 0 | 0 | 1 | 0 | 16.1111 | 0 | 0 | 0 | 0 | 1 | 0 | 16.1111 | 0 | 0 | 0 | 0 | 1 | 0 | 16.1111 | 0 | 0 | 0 | 0 | 1 | 0

## P2G_Results
Hour | P2G_E_1 | P2G_H2_1 | U_P2G_E_1 | D_P2G_E_1 | P2G_E_6 | P2G_H2_6 | U_P2G_E_6 | D_P2G_E_6
1 | 250 | 150 | 250 | 0 | 250 | 150 | 250 | 0
2 | 250 | 150 | 250 | 0 | 250 | 150 | 250 | 0
3 | 250 | 150 | 250 | 0 | 250 | 150 | 250 | 0
4 | 250 | 150 | 250 | 0 | 250 | 150 | 250 | 0
5 | 250 | 150 | 250 | 0 | 250 | 150 | 250 | 0
6 | 250 | 150 | 250 | 0 | 250 | 150 | 250 | 0
7 | 250 | 150 | 250 | 0 | 250 | 150 | 250 | 0
8 | 250 | 150 | 250 | 0 | 250 | 150 | 250 | 0
9 | 250 | 150 | 250 | 0 | 250 | 150 | 250 | 0
10 | 250 | 150 | 250 | 0 | 250 | 150 | 250 | 0
11 | 250 | 150 | 250 | 0 | 250 | 150 | 250 | 0
12 | 250 | 150 | 250 | 0 | 250 | 150 | 250 | 0
13 | 250 | 150 | 250 | 0 | 250 | 150 | 250 | 0
14 | 250 | 150 | 250 | 0 | 250 | 150 | 250 | 0
15 | 250 | 150 | 250 | 0 | 250 | 150 | 250 | 0
16 | 250 | 150 | 250 | 0 | 250 | 150 | 250 | 0
17 | 250 | 150 | 250 | 0 | 250 | 150 | 250 | 0
18 | 0 | 0 | 0 | 250 | 142.2222 | 85.3333 | 142.2222 | 107.7778
19 | 250 | 150 | 250 | 0 | 250 | 150 | 250 | 0
20 | 250 | 150 | 250 | 0 | 250 | 150 | 250 | 0
21 | 250 | 150 | 250 | 0 | 250 | 150 | 250 | 0
22 | 250 | 150 | 250 | 0 | 250 | 150 | 250 | 0
23 | 250 | 150 | 250 | 0 | 250 | 150 | 250 | 0
24 | 250 | 150 | 250 | 0 | 250 | 150 | 250 | 0

## Hydrogen_Storage_Results
Hour | P_Sto_charge_H2_1 | P_Sto_discharge_H2_1 | SOC_H2_1 | U_reserve_charge_1 | D_reserve_charge_1 | U_reserve_discharge_1 | D_reserve_discharge_1 | P_Sto_charge_H2_10 | P_Sto_discharge_H2_10 | SOC_H2_10 | U_reserve_charge_10 | D_reserve_charge_10 | U_reserve_discharge_10 | D_reserve_discharge_10 | P_Sto_charge_H2_15 | P_Sto_discharge_H2_15 | SOC_H2_15 | U_reserve_charge_15 | D_reserve_charge_15 | U_reserve_discharge_15 | D_reserve_discharge_15 | P_Sto_charge_H2_19 | P_Sto_discharge_H2_19 | SOC_H2_19 | U_reserve_charge_19 | D_reserve_charge_19 | U_reserve_discharge_19 | D_reserve_discharge_19 | P_Sto_charge_H2_25 | P_Sto_discharge_H2_25 | SOC_H2_25 | U_reserve_charge_25 | D_reserve_charge_25 | U_reserve_discharge_25 | D_reserve_discharge_25 | P_Sto_charge_H2_30 | P_Sto_discharge_H2_30 | SOC_H2_30 | U_reserve_charge_30 | D_reserve_charge_30 | U_reserve_discharge_30 | D_reserve_discharge_30 | P_Sto_charge_H2_35 | P_Sto_discharge_H2_35 | SOC_H2_35 | U_reserve_charge_35 | D_reserve_charge_35 | U_reserve_discharge_35 | D_reserve_discharge_35 | P_Sto_charge_H2_37 | P_Sto_discharge_H2_37 | SOC_H2_37 | U_reserve_charge_37 | D_reserve_charge_37 | U_reserve_discharge_37 | D_reserve_discharge_37 | P_Sto_charge_H2_39 | P_Sto_discharge_H2_39 | SOC_H2_39 | U_reserve_charge_39 | D_reserve_charge_39 | U_reserve_discharge_39 | D_reserve_discharge_39
1 | 113.7318 | 0 | 376 | 0 | 0 | 0 | 0 | 0 | 0 | 0 | 0 | 0 | 0 | 0 | 0 | 0 | 0 | 0 | 0 | 0 | 0 | 0 | 0 | 0 | 0 | 0 | 0 | 0 | 0 | 0 | 0 | 0 | 0 | 0 | 0 | 0 | 0 | 0 | 0 | 0 | 0 | 0 | 0 | 0 | 0 | 0 | 0 | 0 | 0 | 0 | 0 | 0 | 0 | 0 | 0 | 0 | 0 | 0 | 0 | 0 | 0 | 0 | 0
2 | 141.5234 | 0 | 408.8452 | 0 | 0 | 0 | 0 | 0 | 0 | 0 | 0 | 0 | 0 | 0 | 0 | 0 | 0 | 0 | 0 | 0 | 0 | 0 | 0 | 0 | 0 | 0 | 0 | 0 | 0 | 0 | 0 | 0 | 0 | 0 | 0 | 0 | 0 | 0 | 0 | 0 | 0 | 0 | 0 | 0 | 0 | 0 | 0 | 0 | 0 | 0 | 0 | 0 | 0 | 0 | 0 | 0 | 0 | 0 | 0 | 0 | 0 | 0 | 0
3 | 150 | 0 | 461.5234 | 0 | 0 | 0 | 0 | 0 | 0 | 0 | 0 | 0 | 0 | 0 | 0 | 0 | 0 | 0 | 0 | 0 | 0 | 0 | 0 | 0 | 0 | 0 | 0 | 0 | 0 | 0 | 0 | 1 | 0 | 0 | 0 | 0 | 0 | 0 | 0 | 0 | 0 | 0 | 0 | 0 | 0 | 0 | 0 | 0 | 0 | 0 | 0 | 0 | 0 | 0 | 0 | 0 | 0 | 0 | 0 | 0 | 0 | 0 | 0
4 | 0 | 0 | 511.7187 | 1 | 0 | 0 | 0 | 0 | 0 | 0 | 1 | 0 | 0 | 0 | 0 | 0 | 0 | 1 | 0 | 2.9567e-06 | 0 | 0 | 0 | 0 | 1 | 0 | 0 | 0 | 0 | 0 | 0 | 0 | 0 | 0 | 0 | 0 | 0 | 0 | 1 | 0 | 1.9775e-06 | 0 | 0 | 0 | 0 | 1 | 0 | 0 | 0 | 0 | 0 | 0 | 1 | 0 | 0 | 0 | 0 | 0 | 0 | 1 | 0 | 0 | 0
5 | 150 | 0 | 409.375 | 0 | 0 | 0 | 0 | 0 | 0 | 0 | 0 | 0 | 0 | 0 | 0 | 0 | 0 | 2.9149e-06 | 0 | 4.1887e-08 | 0 | 0 | 0 | 0 | 0 | 0 | 0 | 0 | 0 | 0 | 0 | 1 | 0 | 0 | 0 | 0 | 0 | 0 | 1.9528e-06 | 0 | 2.4719e-08 | 0 | 0 | 0 | 0 | 0 | 0 | 0 | 0 | 0 | 0 | 0 | 0 | 0 | 0 | 0 | 0 | 0 | 0 | 0 | 0 | 0 | 0
6 | 150 | 0 | 470 | 0 | 0 | 1 | 0 | 0 | 0 | 0 | 0 | 0 | 1 | 0 | 0 | 0 | 0 | 0 | 0 | 1 | 0 | 0 | 0 | 0 | 0 | 0 | 1 | 0 | 0 | 0 | 0 | 0 | 0 | 0 | 0 | 0 | 0 | 0 | 0 | 0 | 1 | 0 | 0 | 0 | 0 | 0 | 0 | 1 | 0 | 0 | 0 | 0 | 0 | 0 | 1 | 0 | 0 | 0 | 0 | 0 | 0 | 1 | 0
7 | 0 | 0 | 518.5 | 0 | 0 | 0 | 0 | 0 | 0 | 0 | 0 | 0 | 0 | 0 | 0 | 0 | 0 | 0 | 0 | 4.1887e-08 | 0 | 0 | 0 | 0 | 0 | 0 | 0 | 0 | 0 | 0 | 0 | 0 | 0 | 1 | 0 | 0 | 0 | 0 | 0 | 0 | 0 | 0 | 0 | 0 | 0 | 0 | 0 | 0 | 0 | 0 | 0 | 0 | 0 | 0 | 0 | 0 | 0 | 0 | 0 | 0 | 0 | 0 | 0
8 | 136.5089 | 0 | 414.8 | 0 | 0 | 1 | 0 | 0 | 0 | 0 | 0 | 0 | 1 | 0 | 0 | 0 | 0 | 0 | 0 | 1 | 0 | 0 | 0 | 0 | 0 | 0 | 1 | 0 | 0 | 0 | 0 | 0 | 0 | 7.8447e-08 | 0 | 0 | 0 | 0 | 0 | 0 | 1 | 0 | 0 | 0 | 0 | 0 | 0 | 1 | 0 | 0 | 0 | 0 | 0 | 0 | 1 | 0 | 0 | 0 | 0 | 0 | 0 | 1 | 0
9 | 150 | 0 | 461.5234 | 0 | 0 | 1.632e-07 | 0 | 0 | 0 | 0 | 0 | 0 | 1.632e-07 | 0 | 0 | 0 | 0 | 0 | 0 | 0 | 0 | 0 | 0 | 0 | 0 | 0 | 1.6313e-07 | 0 | 0 | 0 | 0 | 0 | 0 | 1 | 0 | 0 | 0 | 0 | 0 | 0 | 2.4719e-08 | 0 | 0 | 0 | 0 | 0 | 0 | 1.632e-07 | 0 | 0 | 0 | 0 | 0 | 0 | 1.632e-07 | 0 | 0 | 0 | 0 | 0 | 0 | 1.632e-07 | 0
10 | 0 | 0 | 511.7187 | 0 | 0 | 0 | 0 | 0 | 0 | 0 | 0 | 0 | 0 | 0 | 0 | 0 | 0 | 0 | 0 | 1 | 0 | 0 | 0 | 0 | 0 | 0 | 0 | 0 | 0 | 0 | 0 | 0 | 0 | 1.5559e-07 | 0 | 0 | 0 | 0 | 0 | 0 | 0 | 0 | 0 | 0 | 0 | 0 | 0 | 0 | 0 | 0 | 0 | 0 | 0 | 0 | 0 | 0 | 0 | 0 | 0 | 0 | 0 | 0 | 0
11 | 150 | 0 | 409.375 | 8.4864e-06 | 0 | 0.99999 | 0 | 0 | 0 | 0 | 8.4864e-06 | 0 | 0.99999 | 0 | 0 | 0 | 0 | 0 | 0 | 0 | 0 | 0 | 0 | 0 | 0 | 0 | 1 | 0 | 0 | 0 | 0 | 0 | 0 | 1 | 0 | 0 | 0 | 0 | 0 | 0 | 1 | 0 | 0 | 0 | 0 | 8.4864e-06 | 0 | 0.99999 | 0 | 0 | 0 | 0 | 8.4864e-06 | 0 | 0.99999 | 0 | 0 | 0 | 0 | 8.4864e-06 | 0 | 0.99999 | 0
12 | 0 | 0 | 470 | 8.3167e-06 | 0 | 1.6973e-07 | 0 | 0 | 0 | 0 | 8.3167e-06 | 0 | 1.6973e-07 | 0 | 0 | 0 | 0 | 1.5208e-06 | 0 | 1 | 0 | 0 | 0 | 0 | 0 | 0 | 0 | 0 | 0 | 0 | 0 | 0 | 0 | 1.5559e-07 | 0 | 0 | 0 | 0 | 0 | 0 | 0 | 0 | 0 | 0 | 0 | 8.3167e-06 | 0 | 1.6973e-07 | 0 | 0 | 0 | 0 | 8.3167e-06 | 0 | 1.6973e-07 | 0 | 0 | 0 | 0 | 8.3167e-06 | 0 | 1.6973e-07 | 0
13 | 114.2895 | 0 | 376 | -8.6714e-09 | 0 | 1 | 0 | 0 | 0 | 0 | -8.6714e-09 | 0 | 1 | 0 | 0 | 0 | 0 | 0 | 0 | 1.5208e-06 | 0 | 0 | 0 | 0 | 1.6105e-07 | 0 | 1 | 0 | 0 | 0 | 0 | 0 | 0 | 1 | 0 | 0 | 0 | 0 | 2.4549e-08 | 0 | 1 | 0 | 0 | 0 | 0 | -8.6714e-09 | 0 | 1 | 0 | 0 | 0 | 0 | -8.6714e-09 | 0 | 1 | 0 | 0 | 0 | 0 | -8.6714e-09 | 0 | 1 | 0
14 | 150 | 0 | 409.375 | 0 | 0 | 1.6106e-07 | 0 | 0 | 0 | 0 | 0 | 0 | 1.6106e-07 | 0 | 0 | 0 | 0 | 0 | 0 | 1 | 0 | 0 | 0 | 0 | 0 | 0 | 1.6105e-07 | 0 | 0 | 0 | 0 | 0 | 0 | 2.3401e-07 | 0 | 0 | 0 | 0 | 0 | 0 | 2.4549e-08 | 0 | 0 | 0 | 0 | 0 | 0 | 1.6106e-07 | 0 | 0 | 0 | 0 | 0 | 0 | 1.6106e-07 | 0 | 0 | 0 | 0 | 0 | 0 | 1.6106e-07 | 0
15 | 0 | 0 | 470 | 0 | 0 | 1 | 0 | 0 | 0 | 0 | 0 | 0 | 1 | 0 | 0 | 0 | 0 | 0 | 0 | 1.5627e-06 | 0 | 0 | 0 | 0 | 0 | 0 | 1 | 0 | 0 | 0 | 0 | 0 | 0 | 1 | 0 | 0 | 0 | 0 | 0 | 0 | 1 | 0 | 0 | 0 | 0 | 0 | 0 | 1 | 0 | 0 | 0 | 0 | 0 | 0 | 1 | 0 | 0 | 0 | 0 | 0 | 0 | 1 | 0
16 | 114.2895 | 0 | 376 | 0 | 0 | 1.6101e-07 | 0 | 0 | 0 | 0 | 0 | 0 | 1.6101e-07 | 0 | 0 | 0 | 0 | 0 | 0 | 1 | 0 | 0 | 0 | 0 | 0 | 0 | 1.6101e-07 | 0 | 0 | 0 | 0 | 0 | 0 | 2.3401e-07 | 0 | 0 | 0 | 0 | 2.441e-08 | 0 | 1.3637e-10 | 0 | 0 | 0 | 0 | 0 | 0 | 1.6101e-07 | 0 | 0 | 0 | 0 | 0 | 0 | 1.6101e-07 | 0 | 0 | 0 | 0 | 0 | 0 | 1.6101e-07 | 0
17 | 150 | 0 | 409.375 | 0 | 0 | 1 | 0 | 0 | 0 | 0 | 0 | 0 | 1 | 0 | 0 | 0 | 0 | 0 | 0 | 1.5627e-06 | 0 | 0 | 0 | 0 | 0 | 0 | 1 | 0 | 0 | 0 | 0 | 0 | 0 | 1 | 0 | 0 | 0 | 0 | 0 | 0 | 1 | 0 | 0 | 0 | 0 | 0 | 0 | 1 | 0 | 0 | 0 | 0 | 0 | 0 | 1 | 0 | 0 | 0 | 0 | 0 | 0 | 1 | 0
18 | 0 | 0 | 470 | 0 | 0 | 0 | 0 | 0 | 0 | 0 | 0 | 0 | 0 | 0 | 0 | 0 | 0 | 0 | 0 | 0 | 0 | 0 | 0 | 0 | 0 | 0 | 0 | 0 | 0 | 0 | 0 | 0 | 0 | 0 | 0 | 0 | 0 | 0 | 0 | 0 | 0 | 0 | 0 | 0 | 0 | 0 | 0 | 0 | 0 | 0 | 0 | 0 | 0 | 0 | 0 | 0 | 0 | 0 | 0 | 0 | 0 | 0 | 0
19 | 113.7318 | 0 | 376 | 0 | 0 | 0 | 0 | 0 | 0 | 0 | 0 | 0 | 0 | 0 | 0 | 0 | 0 | 0 | 0 | 0 | 0 | 0 | 0 | 0 | 0 | 0 | 0 | 0 | 0 | 0 | 0 | 0 | 0 | 0 | 0 | 0 | 0 | 0 | 0 | 0 | 0 | 0 | 0 | 0 | 0 | 0 | 0 | 0 | 0 | 0 | 0 | 0 | 0 | 0 | 0 | 0 | 0 | 0 | 0 | 0 | 0 | 0 | 0
20 | 141.5234 | 0 | 408.8452 | 0 | 0 | 0 | 0 | 0 | 0 | 0 | 0 | 0 | 0 | 0 | 0 | 0 | 0 | 0 | 0 | 0 | 0 | 0 | 0 | 0 | 0 | 0 | 0 | 0 | 0 | 0 | 0 | 0 | 0 | 0 | 0 | 0 | 0 | 0 | 0 | 0 | 0 | 0 | 0 | 0 | 0 | 0 | 0 | 0 | 0 | 0 | 0 | 0 | 0 | 0 | 0 | 0 | 0 | 0 | 0 | 0 | 0 | 0 | 0
21 | 150 | 0 | 461.5234 | 0 | 0 | 0 | 0 | 0 | 0 | 0 | 0 | 0 | 0 | 0 | 0 | 0 | 0 | 0 | 0 | 1 | 0 | 0 | 0 | 0 | 0 | 0 | 0 | 0 | 0 | 0 | 0 | 6.7525e-08 | 0 | 2.2508e-08 | 0 | 0 | 0 | 0 | 0 | 0 | 1 | 0 | 0 | 0 | 0 | 0 | 0 | 0 | 0 | 0 | 0 | 0 | 0 | 0 | 0 | 0 | 0 | 0 | 0 | 0 | 0 | 0 | 0
22 | 0 | 0 | 511.7187 | 0 | 0 | 1 | 0 | 0 | 0 | 0 | 0 | 0 | 1 | 0 | 0 | 0 | 0 | 0 | 0 | 4.2865e-08 | 0 | 0 | 0 | 0 | 0 | 0 | 1 | 0 | 0 | 0 | 0 | 0 | 0 | 1 | 0 | 0 | 0 | 0 | 0 | 0 | 0 | 0 | 0 | 0 | 0 | 0 | 0 | 1 | 0 | 0 | 0 | 0 | 0 | 0 | 1 | 0 | 0 | 0 | 0 | 0 | 0 | 1 | 0
23 | 150 | 0 | 409.375 | 0 | 0 | 0 | 0 | 0 | 0 | 0 | 0 | 0 | 0 | 0 | 0 | 0 | 0 | 0 | 0 | 0 | 0 | 0 | 0 | 0 | 0 | 0 | 0 | 0 | 0 | 0 | 0 | 0 | 0 | 1.7674e-07 | 0 | 0 | 0 | 0 | 0 | 0 | 0 | 0 | 0 | 0 | 0 | 0 | 0 | 0 | 0 | 0 | 0 | 0 | 0 | 0 | 0 | 0 | 0 | 0 | 0 | 0 | 0 | 0 | 0
24 | 0 | 0 | 470 | 0 | 0 | 1 | 0 | 0 | 0 | 0 | 0 | 0 | 1 | 0 | 0 | 0 | 0 | 0 | 0 | 1 | 0 | 0 | 0 | 0 | 0 | 0 | 1 | 0 | 0 | 0 | 0 | 0 | 0 | 1 | 0 | 0 | 0 | 0 | 0 | 0 | 1 | 0 | 0 | 0 | 0 | 0 | 0 | 1 | 0 | 0 | 0 | 0 | 0 | 0 | 1 | 0 | 0 | 0 | 0 | 0 | 0 | 1 | 0

## FC_Results
Hour | P_FC_E_1 | U_FC_E_1 | D_FC_E_1 | P_Sto_FC_H2_1
1 | 0 | 0 | 0 | 0
2 | 0 | 0 | 0 | 0
3 | 0 | 0 | 0 | 0
4 | 0 | 53.625 | 0 | 0
5 | 0 | 0 | 0 | 0
6 | 0 | 0 | 0 | 0
7 | 0 | 56.88 | 0 | 0
8 | 0 | 0 | 0 | 0
9 | 0 | 0 | 0 | 0
10 | 0 | 53.625 | 0 | 0
11 | 0 | 0 | 0 | 0
12 | 0 | 33.6 | 0 | 0
13 | 0 | 0 | 0 | 0
14 | 0 | 0 | 0 | 0
15 | 0 | 33.6 | 0 | 0
16 | 0 | 0 | 0 | 0
17 | 0 | 0 | 0 | 0
18 | 0 | 33.6 | 0 | 0
19 | 0 | 0 | 0 | 0
20 | 0 | 0 | 0 | 0
21 | 0 | 0 | 0 | 0
22 | 0 | 53.625 | 0 | 0
23 | 0 | 0 | 0 | 0
24 | 0 | 33.6 | 0 | 0

## EV_Results
Hour | P_EV_E_charge_1 | P_EV_E_discharge_1 | U_EV_E_up_1 | U_EV_E_down_1 | D_EV_E_up_1 | D_EV_E_down_1 | SOC_EV_1 | P_EV_E_charge_2 | P_EV_E_discharge_2 | U_EV_E_up_2 | U_EV_E_down_2 | D_EV_E_up_2 | D_EV_E_down_2 | SOC_EV_2 | P_EV_E_charge_3 | P_EV_E_discharge_3 | U_EV_E_up_3 | U_EV_E_down_3 | D_EV_E_up_3 | D_EV_E_down_3 | SOC_EV_3 | P_EV_E_charge_4 | P_EV_E_discharge_4 | U_EV_E_up_4 | U_EV_E_down_4 | D_EV_E_up_4 | D_EV_E_down_4 | SOC_EV_4 | P_EV_E_charge_9 | P_EV_E_discharge_9 | U_EV_E_up_9 | U_EV_E_down_9 | D_EV_E_up_9 | D_EV_E_down_9 | SOC_EV_9 | P_EV_E_charge_15 | P_EV_E_discharge_15 | U_EV_E_up_15 | U_EV_E_down_15 | D_EV_E_up_15 | D_EV_E_down_15 | SOC_EV_15 | P_EV_E_charge_20 | P_EV_E_discharge_20 | U_EV_E_up_20 | U_EV_E_down_20 | D_EV_E_up_20 | D_EV_E_down_20 | SOC_EV_20 | P_EV_E_charge_25 | P_EV_E_discharge_25 | U_EV_E_up_25 | U_EV_E_down_25 | D_EV_E_up_25 | D_EV_E_down_25 | SOC_EV_25 | P_EV_E_charge_31 | P_EV_E_discharge_31 | U_EV_E_up_31 | U_EV_E_down_31 | D_EV_E_up_31 | D_EV_E_down_31 | SOC_EV_31 | P_EV_E_charge_34 | P_EV_E_discharge_34 | U_EV_E_up_34 | U_EV_E_down_34 | D_EV_E_up_34 | D_EV_E_down_34 | SOC_EV_34 | P_EV_E_charge_39 | P_EV_E_discharge_39 | U_EV_E_up_39 | U_EV_E_down_39 | D_EV_E_up_39 | D_EV_E_down_39 | SOC_EV_39
1 | 0 | 0 | 0 | 0 | 0 | 0 | 32.8 | 0 | 0 | 0 | 0 | 0 | 0 | 32.8 | 0 | 0 | 0 | 0 | 0 | 0 | 32.8 | 0 | 0 | 0 | 0 | 0 | 0 | 32.8 | 0 | 0 | 0 | 0 | 0 | 0 | 32.8 | 0 | 0 | 0 | 0 | 0 | 0 | 33 | 0 | 0 | 0 | 0 | 0 | 0 | 32.8 | 0 | 0 | 0 | 0 | 0 | 0 | 32.8 | 0 | 0 | 0 | 0 | 0 | 0 | 32.8 | 0 | 0 | 0 | 0 | 0 | 0 | 32.8 | 0 | 0 | 0 | 0 | 0 | 0 | 32.8
2 | 0 | 0 | 0 | 0 | 0 | 0 | 32.8 | 0 | 0 | 0 | 0 | 0 | 0 | 32.8 | 0 | 0 | 0 | 0 | 0 | 0 | 32.8 | 0 | 0 | 0 | 0 | 0 | 0 | 32.8 | 0 | 0 | 0 | 0 | 0 | 0 | 32.8 | 0 | 0 | 0 | 0 | 0 | 0 | 33 | 0 | 0 | 0 | 0 | 0 | 0 | 32.8 | 0 | 0 | 0 | 0 | 0 | 0 | 32.8 | 0 | 0 | 0 | 0 | 0 | 0 | 32.8 | 0 | 0 | 0 | 0 | 0 | 0 | 32.8 | 0 | 0 | 0 | 0 | 0 | 0 | 32.8
3 | 0 | 0 | 0 | 0 | 0 | 0 | 32.8 | 0 | 0 | 0 | 0 | 0 | 0 | 32.8 | 0 | 0 | 0 | 0 | 0 | 0 | 32.8 | 0 | 0 | 0 | 0 | 0 | 0 | 32.8 | 0 | 0 | 0 | 0 | 0 | 0 | 32.8 | 0 | 0 | 0 | 0 | 0 | 0 | 33 | 0 | 0 | 0 | 0 | 0 | 0 | 32.8 | 0 | 0 | 0 | 0 | 0 | 0 | 32.8 | 0 | 0 | 0 | 0 | 0 | 0 | 32.8 | 0 | 0 | 0 | 0 | 0 | 0 | 32.8 | 0 | 0 | 0 | 0 | 0 | 0 | 32.8
4 | 0 | 0 | 0 | 0 | 0 | 0 | 32.8 | 0 | 0 | 0 | 0 | 0 | 0 | 32.8 | 0 | 0 | 0 | 0 | 0 | 0 | 32.8 | 0 | 0 | 0 | 0 | 0 | 0 | 32.8 | 0 | 0 | 0 | 0 | 0 | 0 | 32.8 | 0 | 0 | 0 | 0 | 0 | 0 | 33 | 7 | 0 | 0 | 0 | 0 | 0 | 32.8 | 0 | 0 | 0 | 0 | 0 | 0 | 32.8 | 0 | 0 | 0 | 0 | 0 | 0 | 32.8 | 0 | 0 | 0 | 0 | 0 | 0 | 32.8 | 0 | 0 | 0 | 0 | 0 | 0 | 32.8
5 | 0 | 0 | 0 | 0 | 0 | 0 | 32.8 | 0 | 0 | 0 | 0 | 0 | 0 | 32.8 | 7 | 0 | 0 | 7 | 0 | 0 | 32.8 | 0 | 0 | 0 | 0 | 0 | 0 | 32.8 | 0 | 0 | 0 | 0 | 0 | 0 | 32.8 | 0 | 0 | 0 | 0 | 0 | 0 | 33 | 7 | 0 | 0 | 5.5556 | 0 | 0 | 39.1 | 0 | 0 | 0 | 0 | 0 | 0 | 32.8 | 0 | 0 | 0 | 0 | 0 | 0 | 32.8 | 0 | 0 | 0 | 0 | 0 | 0 | 32.8 | 0 | 0 | 0 | 0 | 0 | 0 | 32.8
6 | 0 | 0 | 0 | 0 | 0 | 0 | 32.8 | 0 | 0 | 0 | 0 | 0 | 0 | 32.8 | 0 | 0 | 0 | 0 | 0 | 0 | 39.1 | 7 | 0 | 7 | 0 | 0 | 0 | 32.8 | 0 | 0 | 0 | 0 | 0 | 0 | 32.8 | 0 | 0 | 0 | 0 | 0 | 0 | 33 | 1.4444 | 0 | 0 | 0 | 0 | 0 | 45.4 | 0 | 0 | 0 | 0 | 0 | 0 | 32.8 | 0 | 0 | 0 | 0 | 0 | 0 | 32.8 | 0 | 0 | 0 | 0 | 0 | 0 | 32.8 | 0 | 0 | 0 | 0 | 0 | 0 | 32.8
7 | 0 | 0 | 0 | 0 | 0 | 0 | 32.8 | 0 | 0 | 0 | 0 | 0 | 0 | 32.8 | 7 | 0 | 7 | 0 | 0 | 0 | 39.1 | 0 | 0 | 0 | 0 | 0 | 0 | 39.1 | 0 | 0 | 0 | 0 | 0 | 0 | 32.8 | 7 | 0 | 7 | 0 | 0 | 0 | 33 | 7 | 0 | 7 | 0 | 0 | 0 | 46.7 | 0 | 0 | 0 | 0 | 0 | 0 | 32.8 | 0 | 0 | 0 | 0 | 0 | 0 | 32.8 | 0 | 0 | 0 | 0 | 0 | 0 | 32.8 | 0 | 0 | 0 | 0 | 0 | 0 | 32.8
8 | 7 | 0 | 7 | 0 | 0 | 0 | 32.8 | 0 | 0 | 0 | 0 | 0 | 0 | 32.8 | 0 | 0 | 0 | 0 | 0 | 0 | 45.4 | 7 | 0 | 7 | 0 | 0 | 0 | 39.1 | 0 | 0 | 0 | 0 | 0 | 0 | 32.8 | 0 | 0 | 0 | 0 | 0 | 0 | 39.3 | 0 | 0 | 0 | 0 | 0 | 0 | 53 | 7 | 0 | 7 | 0 | 0 | 0 | 32.8 | 7 | 0 | 7 | 0 | 0 | 0 | 32.8 | 7 | 0 | 7 | 0 | 0 | 0 | 32.8 | 7 | 0 | 7 | 0 | 0 | 0 | 32.8
9 | 0 | 0 | 0 | 0 | 0 | 0 | 39.1 | 0 | 0 | 0 | 0 | 0 | 0 | 32.8 | 0 | 0 | 0 | 7 | 0 | 0 | 45.4 | 0 | 0 | 0 | 0 | 0 | 0 | 45.4 | 0 | 0 | 0 | 0 | 0 | 0 | 32.8 | 7 | 0 | 0 | 7 | 0 | 0 | 39.3 | 7 | 0 | 7 | 0 | 0 | 0 | 53 | 0 | 0 | 0 | 0 | 0 | 0 | 39.1 | 0 | 0 | 0 | 0 | 0 | 0 | 39.1 | 0 | 0 | 0 | 0 | 0 | 0 | 39.1 | 0 | 0 | 0 | 0 | 0 | 0 | 39.1
10 | 1.4444 | 0 | 1.4444 | 5.5556 | 0 | 0 | 39.1 | 7 | 0 | 7 | 0 | 0 | 0 | 32.8 | 0 | 0 | 0 | 0 | 0 | 0 | 45.4 | 1.4444 | 0 | 1.4444 | 5.5556 | 0 | 0 | 45.4 | 0 | 0 | 0 | 0 | 0 | 0 | 32.8 | 0 | 0 | 0 | 0 | 0 | 0 | 45.6 | 0 | 0 | 0 | 0 | 0 | 0 | 59.3 | 1.4444 | 0 | 1.4444 | 5.5556 | 0 | 0 | 39.1 | 1.4444 | 0 | 1.4444 | 5.5556 | 0 | 0 | 39.1 | 1.4444 | 0 | 1.4444 | 5.5556 | 0 | 0 | 39.1 | 1.4444 | 0 | 1.4444 | 5.5556 | 0 | 0 | 39.1
11 | 0 | 0 | 0 | 0 | 0 | 0 | 40.4 | 0 | 0 | 0 | 0 | 0 | 0 | 39.1 | 1.4444 | 0 | 1.4444 | 5.5556 | 0 | 0 | 45.4 | 0 | 0 | 0 | 0 | 0 | 0 | 46.7 | 0 | 0 | 0 | 0 | 0 | 0 | 32.8 | 7 | 0 | 7 | 0 | 0 | 0 | 45.6 | 7 | 0 | 0 | 7 | 0 | 0 | 59.3 | 0 | 0 | 0 | 0 | 0 | 0 | 40.4 | 0 | 0 | 0 | 0 | 0 | 0 | 40.4 | 0 | 0 | 0 | 0 | 0 | 0 | 40.4 | 0 | 0 | 0 | 0 | 0 | 0 | 40.4
12 | 7 | 0 | 0 | 7 | 0 | 0 | 40.4 | 7 | 0 | 7 | 0 | 0 | 0 | 39.1 | 0 | 0 | 0 | 0 | 0 | 0 | 46.7 | 7 | 0 | 7 | 0 | 0 | 0 | 46.7 | 0 | 0 | 0 | 0 | 0 | 0 | 32.8 | 0 | 0 | 0 | 0 | 0 | 0 | 51.9 | 0 | 0 | 0 | 0 | 0 | 0 | 65.6 | 7 | 0 | 7 | 0 | 0 | 0 | 40.4 | 7 | 0 | 7 | 0 | 0 | 0 | 40.4 | 7 | 0 | 7 | 0 | 0 | 0 | 40.4 | 7 | 0 | 7 | 0 | 0 | 0 | 40.4
13 | 0 | 0 | 0 | 0 | 0 | 0 | 46.7 | 0 | 0 | 0 | 0 | 0 | 0 | 45.4 | 7 | 0 | 7 | 0 | 0 | 0 | 46.7 | 0 | 0 | 0 | 0 | 0 | 0 | 53 | 0 | 0 | 0 | 0 | 0 | 0 | 32.8 | 7 | 0 | 5.3333 | 0 | 0 | 0 | 51.9 | 0 | 0 | 0 | 0 | 0 | 0 | 65.6 | 0 | 0 | 0 | 0 | 0 | 0 | 46.7 | 0 | 0 | 0 | 0 | 0 | 0 | 46.7 | 0 | 0 | 0 | 0 | 0 | 0 | 46.7 | 0 | 0 | 0 | 0 | 0 | 0 | 46.7
14 | 7 | 0 | 7 | 0 | 0 | 0 | 46.7 | 7 | 0 | 5.5556 | 0 | 0 | 0 | 45.4 | 0 | 0 | 0 | 0 | 0 | 0 | 53 | 7 | 0 | 7 | 0 | 0 | 0 | 53 | 0 | 0 | 0 | 0 | 0 | 0 | 32.8 | 1.6667 | 0 | 0 | 0 | 0 | 0 | 58.2 | 0 | 0 | 0 | 0 | 0 | 0 | 65.6 | 7 | 0 | 7 | 0 | 0 | 0 | 46.7 | 7 | 0 | 7 | 0 | 0 | 0 | 46.7 | 7 | 0 | 7 | 0 | 0 | 0 | 46.7 | 7 | 0 | 7 | 0 | 0 | 0 | 46.7
15 | 0 | 0 | 0 | 0 | 0 | 0 | 53 | 1.4444 | 0 | 0 | 0 | 0 | 0 | 51.7 | 7 | 0 | 7 | 0 | 0 | 0 | 53 | 0 | 0 | 0 | 0 | 0 | 0 | 59.3 | 7 | 0 | 0 | 0.66667 | 0 | 0 | 32.8 | 7 | 0 | 7 | 0 | 0 | 0 | 59.7 | 0 | 0 | 0 | 0 | 0 | 0 | 65.6 | 0 | 0 | 0 | 0 | 0 | 0 | 53 | 0 | 0 | 0 | 0 | 0 | 0 | 53 | 0 | 0 | 0 | 0 | 0 | 0 | 53 | 0 | 0 | 0 | 0 | 0 | 0 | 53
16 | 7 | 0 | 0 | 0 | 0 | 0 | 53 | 7 | 0 | 0 | 0 | 0 | 0 | 53 | 0 | 0 | 0 | 0 | 0 | 0 | 59.3 | 7 | 0 | 7 | 0 | 0 | 0 | 59.3 | 6.3333 | 0 | 0 | 0 | 0 | 0 | 39.1 | 0 | 0 | 0 | 0 | 0 | 0 | 66 | 0 | 0 | 0 | 0 | 0 | 0 | 65.6 | 7 | 0 | 0 | 0 | 0 | 0 | 53 | 7 | 0 | 0 | 0 | 0 | 0 | 53 | 7 | 0 | 0 | 0 | 0 | 0 | 53 | 7 | 0 | 0 | 0 | 0 | 0 | 53
17 | 7 | 0 | 0 | 7 | 0 | 0 | 59.3 | 7 | 0 | 0 | 7 | 0 | 0 | 59.3 | 7 | 0 | 7 | 0 | 0 | 0 | 59.3 | 0 | 0 | 0 | 0 | 0 | 0 | 65.6 | 7 | 0 | 7 | 0 | 0 | 0 | 44.8 | 0 | 0 | 0 | 0 | 0 | 0 | 66 | 0 | 0 | 0 | 0 | 0 | 0 | 65.6 | 7 | 0 | 0 | 7 | 0 | 0 | 59.3 | 7 | 0 | 7 | 0 | 0 | 0 | 59.3 | 7 | 0 | 0 | 7 | 0 | 0 | 59.3 | 7 | 0 | 0 | 7 | 0 | 0 | 59.3
18 | 0 | 0 | 0 | 0 | 0 | 0 | 65.6 | 0 | 0 | 0 | 0 | 0 | 0 | 65.6 | 0 | 0 | 0 | 0 | 0 | 0 | 65.6 | 0 | 0 | 0 | 7 | 0 | 0 | 65.6 | 0 | 0 | 0 | 0 | 0 | 0 | 51.1 | 0 | 0 | 0 | 0 | 0 | 0 | 66 | 0 | 0 | 0 | 0 | 0 | 0 | 65.6 | 0 | 0 | 0 | 0 | 0 | 0 | 65.6 | 0 | 0 | 0 | 0 | 0 | 0 | 65.6 | 0 | 0 | 0 | 0 | 0 | 0 | 65.6 | 0 | 0 | 0 | 0 | 0 | 0 | 65.6
19 | 0 | 0 | 0 | 0 | 0 | 0 | 65.6 | 0 | 0 | 0 | 0 | 0 | 0 | 65.6 | 0 | 0 | 0 | 7 | 0 | 0 | 65.6 | 0 | 0 | 0 | 0 | 0 | 0 | 65.6 | 7 | 0 | 7 | 0 | 0 | 0 | 51.1 | 0 | 0 | 0 | 0 | 0 | 0 | 66 | 0 | 0 | 0 | 0 | 0 | 0 | 65.6 | 0 | 0 | 0 | 0 | 0 | 0 | 65.6 | 0 | 0 | 0 | 0 | 0 | 0 | 65.6 | 0 | 0 | 0 | 0 | 0 | 0 | 65.6 | 0 | 0 | 0 | 0 | 0 | 0 | 65.6
20 | 0 | 0 | 0 | 0 | 0 | 0 | 65.6 | 0 | 0 | 0 | 0 | 0 | 0 | 65.6 | 0 | 0 | 0 | 0 | 0 | 0 | 65.6 | 0 | 0 | 0 | 7 | 0 | 0 | 65.6 | 0 | 0 | 0 | 0 | 0 | 0 | 57.4 | 0 | 0 | 0 | 0 | 0 | 0 | 66 | 0 | 0 | 0 | 0 | 0 | 0 | 65.6 | 0 | 0 | 0 | 0 | 0 | 0 | 65.6 | 0 | 0 | 0 | 0 | 0 | 0 | 65.6 | 0 | 0 | 0 | 0 | 0 | 0 | 65.6 | 0 | 0 | 0 | 0 | 0 | 0 | 65.6
21 | 0 | 0 | 0 | 0 | 0 | 0 | 65.6 | 0 | 0 | 0 | 0 | 0 | 0 | 65.6 | 0 | 0 | 0 | 7 | 0 | 0 | 65.6 | 0 | 0 | 0 | 0 | 0 | 0 | 65.6 | 7 | 0 | 7 | 0 | 0 | 0 | 57.4 | 0 | 0 | 0 | 0 | 0 | 0 | 66 | 0 | 0 | 0 | 0 | 0 | 0 | 65.6 | 0 | 0 | 0 | 0 | 0 | 0 | 65.6 | 0 | 0 | 0 | 0 | 0 | 0 | 65.6 | 0 | 0 | 0 | 0 | 0 | 0 | 65.6 | 0 | 0 | 0 | 0 | 0 | 0 | 65.6
22 | 0 | 0 | 0 | 0 | 0 | 0 | 65.6 | 0 | 0 | 0 | 0 | 0 | 0 | 65.6 | 0 | 0 | 0 | 0 | 0 | 0 | 65.6 | 0 | 0 | 0 | 0 | 0 | 0 | 65.6 | 0 | 0 | 0 | 0 | 0 | 0 | 63.7 | 0 | 0 | 0 | 0 | 0 | 0 | 66 | 0 | 0 | 0 | 0 | 0 | 0 | 65.6 | 0 | 0 | 0 | 0 | 0 | 0 | 65.6 | 0 | 0 | 0 | 0 | 0 | 0 | 65.6 | 0 | 0 | 0 | 0 | 0 | 0 | 65.6 | 0 | 0 | 0 | 0 | 0 | 0 | 65.6
23 | 0 | 0 | 0 | 0 | 0 | 0 | 65.6 | 0 | 0 | 0 | 0 | 0 | 0 | 65.6 | 0 | 0 | 0 | 0 | 0 | 0 | 65.6 | 0 | 0 | 0 | 0 | 0 | 0 | 65.6 | 7 | 0 | 0 | 7 | 0 | 0 | 63.7 | 0 | 0 | 0 | 0 | 0 | 0 | 66 | 0 | 0 | 0 | 0 | 0 | 0 | 65.6 | 0 | 0 | 0 | 0 | 0 | 0 | 65.6 | 0 | 0 | 0 | 0 | 0 | 0 | 65.6 | 0 | 0 | 0 | 0 | 0 | 0 | 65.6 | 0 | 0 | 0 | 0 | 0 | 0 | 65.6
24 | 0 | 0 | 0 | 0 | 0 | 0 | 65.6 | 0 | 0 | 0 | 0 | 0 | 0 | 65.6 | 0 | 0 | 0 | 0 | 0 | 0 | 65.6 | 0 | 0 | 0 | 0 | 0 | 0 | 65.6 | 0 | 0 | 0 | 0 | 0 | 0 | 70 | 0 | 0 | 0 | 0 | 0 | 0 | 66 | 0 | 0 | 0 | 0 | 0 | 0 | 65.6 | 0 | 0 | 0 | 0 | 0 | 0 | 65.6 | 0 | 0 | 0 | 0 | 0 | 0 | 65.6 | 0 | 0 | 0 | 0 | 0 | 0 | 65.6 | 0 | 0 | 0 | 0 | 0 | 0 | 65.6

## Wind_Turbine_Results
Hour | P_wind_E_1 | U_wind_1 | D_wind_1 | P_wind_E_4 | U_wind_4 | D_wind_4 | P_wind_E_18 | U_wind_18 | D_wind_18 | P_wind_E_31 | U_wind_31 | D_wind_31 | P_wind_E_39 | U_wind_39 | D_wind_39
1 | 0 | 0 | 0 | 15 | 0 | 15 | 0 | 0 | 0 | 0 | 0 | 0 | 0 | 0 | 0
2 | 16.6667 | 0 | 16.6667 | 45 | 0 | 45 | 21.4286 | 0 | 21.4286 | 0 | 0 | 0 | 0 | 0 | 0
3 | 66.6667 | 0 | 66.6667 | 90 | 0 | 90 | 85.7143 | 0 | 85.7143 | 37.5 | 0 | 37.5 | 37.5 | 0 | 37.5
4 | 150 | 0 | 150 | 165 | 0 | 165 | 192.8571 | 0 | 192.8571 | 131.25 | 0 | 131.25 | 131.25 | 0 | 131.25
5 | 233.3333 | 0 | 233.3333 | 240 | 0 | 240 | 300 | 0 | 300 | 225 | 0 | 225 | 225 | 0 | 225
6 | 300 | 0 | 300 | 300 | 0 | 300 | 300 | 0 | 300 | 300 | 0 | 300 | 300 | 0 | 300
7 | 300 | 0 | 300 | 300 | 0 | 300 | 300 | 0 | 0 | 300 | 0 | 300 | 300 | 0 | 0
8 | 300 | 0 | 300 | 300 | 0 | 0 | 300 | 0 | 0 | 300 | 0 | 0 | 300 | 0 | 300
9 | 300 | 0 | 0 | 300 | 0 | 0 | 300 | 0 | 0 | 300 | 0 | 300 | 300 | 0 | 300
10 | 300 | 0 | 218.1112 | 300 | 0 | 0 | 300 | 0 | 0 | 300 | 0 | 300 | 300 | 0 | 300
11 | 300 | 0 | 0 | 300 | 0 | 225.6289 | 300 | 0 | 300 | 300 | 0 | 300 | 300 | 0 | 0
12 | 0 | 0 | 0 | 0 | 0 | 0 | 0 | 0 | 0 | 0 | 0 | 0 | 0 | 0 | 0
13 | 300 | 0 | 228.0053 | 300 | 0 | 0 | 300 | 0 | 0 | 300 | 0 | 0 | 300 | 0 | 300
14 | 300 | 0 | 0 | 300 | 0 | 300 | 300 | 0 | 0 | 300 | 0 | 300 | 300 | 0 | 300
15 | 300 | 0 | 0 | 300 | 0 | 300 | 300 | 0 | 300 | 300 | 0 | 0 | 300 | 0 | 300
16 | 300 | 0 | 0 | 300 | 0 | 300 | 300 | 0 | 153.7523 | 300 | 0 | 300 | 300 | 0 | 0
17 | 3.3333 | 0 | 0 | 33 | 0 | 33 | 4.2857 | 0 | 0 | 0 | 0 | 0 | 0 | 0 | 0
18 | 33.3333 | 0 | 0 | 60 | 0 | 0 | 42.8571 | 0 | 0 | 0 | 0 | 0 | 0 | 0 | 0
19 | 33.3333 | 0 | 0 | 60 | 0 | 60 | 42.8571 | 0 | 42.8571 | 0 | 0 | 0 | 0 | 0 | 0
20 | 100 | 0 | 100 | 120 | 0 | 0 | 128.5714 | 0 | 0 | 75 | 0 | 75 | 75 | 0 | 0
21 | 233.3333 | 0 | 0 | 240 | 0 | 0 | 300 | 0 | 300 | 225 | 0 | 225 | 225 | 0 | 225
22 | 300 | 0 | 300 | 300 | 0 | 0 | 300 | 0 | 58.7409 | 300 | 0 | 300 | 300 | 0 | 300
23 | 300 | 0 | 0 | 300 | 0 | 300 | 300 | 0 | 300 | 300 | 0 | 0 | 300 | 0 | 300
24 | 300 | 0 | 0 | 300 | 0 | 0 | 300 | 0 | 0 | 300 | 0 | 0 | 300 | 0 | 0

## Boiler_Results
Hour | P_Boiler_F_1 | U_Boiler_F_1 | D_Boiler_F_1 | P_Boiler_H_1 | U_Boiler_H_1 | D_Boiler_H_1 | P_Boiler_E_1 | U_Boiler_E_1 | D_Boiler_E_1 | P_Boiler_F_3 | U_Boiler_F_3 | D_Boiler_F_3 | P_Boiler_H_3 | U_Boiler_H_3 | D_Boiler_H_3 | P_Boiler_E_3 | U_Boiler_E_3 | D_Boiler_E_3 | P_Boiler_F_9 | U_Boiler_F_9 | D_Boiler_F_9 | P_Boiler_H_9 | U_Boiler_H_9 | D_Boiler_H_9 | P_Boiler_E_9 | U_Boiler_E_9 | D_Boiler_E_9 | P_Boiler_F_15 | U_Boiler_F_15 | D_Boiler_F_15 | P_Boiler_H_15 | U_Boiler_H_15 | D_Boiler_H_15 | P_Boiler_E_15 | U_Boiler_E_15 | D_Boiler_E_15 | P_Boiler_F_21 | U_Boiler_F_21 | D_Boiler_F_21 | P_Boiler_H_21 | U_Boiler_H_21 | D_Boiler_H_21 | P_Boiler_E_21 | U_Boiler_E_21 | D_Boiler_E_21 | P_Boiler_F_27 | U_Boiler_F_27 | D_Boiler_F_27 | P_Boiler_H_27 | U_Boiler_H_27 | D_Boiler_H_27 | P_Boiler_E_27 | U_Boiler_E_27 | D_Boiler_E_27 | P_Boiler_F_30 | U_Boiler_F_30 | D_Boiler_F_30 | P_Boiler_H_30 | U_Boiler_H_30 | D_Boiler_H_30 | P_Boiler_E_30 | U_Boiler_E_30 | D_Boiler_E_30 | P_Boiler_F_38 | U_Boiler_F_38 | D_Boiler_F_38 | P_Boiler_H_38 | U_Boiler_H_38 | D_Boiler_H_38 | P_Boiler_E_38 | U_Boiler_E_38 | D_Boiler_E_38
1 | 5 | 0 | 0 | 4.25 | 0 | 0 | 1 | 0 | 0 | 8 | 0 | 0 | 6.8 | 0 | 0 | 1.6 | 0 | 0 | 8 | 0 | 0 | 6.8 | 0 | 0 | 1.6 | 0 | 0 | 6 | 0 | 0 | 5.1 | 0 | 0 | 1.2 | 0 | 0 | 7 | 0 | 0 | 5.95 | 0 | 0 | 1.4 | 0 | 0 | 5 | 0 | 0 | 4.25 | 0 | 0 | 1 | 0 | 0 | 5 | 0 | 0 | 4.25 | 0 | 0 | 1 | 0 | 0 | 5 | 0 | 0 | 4.25 | 0 | 0 | 1 | 0 | 0
2 | 15 | 10 | 0 | 12.75 | 8.5 | 0 | 3 | 2 | 0 | 18 | 10 | 0 | 15.3 | 8.5 | 0 | 3.6 | 2 | 0 | 18 | 10 | 0 | 15.3 | 8.5 | 0 | 3.6 | 2 | 0 | 16 | 10 | 0 | 13.6 | 8.5 | 0 | 3.2 | 2 | 0 | 17 | 10 | 0 | 14.45 | 8.5 | 0 | 3.4 | 2 | 0 | 15 | 10 | 0 | 12.75 | 8.5 | 0 | 3 | 2 | 0 | 15 | 10 | 0 | 12.75 | 8.5 | 0 | 3 | 2 | 0 | 15 | 10 | 0 | 12.75 | 8.5 | 0 | 3 | 2 | 0
3 | 30 | 25 | 0 | 25.5 | 21.25 | 0 | 6 | 5 | 0 | 33 | 25 | 0 | 28.05 | 21.25 | 0 | 6.6 | 5 | 0 | 33 | 25 | 0 | 28.05 | 21.25 | 0 | 6.6 | 5 | 0 | 31 | 25 | 0 | 26.35 | 21.25 | 0 | 6.2 | 5 | 0 | 32 | 25 | 0 | 27.2 | 21.25 | 0 | 6.4 | 5 | 0 | 30 | 25 | 0 | 25.5 | 21.25 | 0 | 6 | 5 | 0 | 30 | 25 | 0 | 25.5 | 21.25 | 0 | 6 | 5 | 0 | 30 | 25 | 0 | 25.5 | 21.25 | 0 | 6 | 5 | 0
4 | 30 | 25 | 0 | 25.5 | 21.25 | 0 | 6 | 5 | 0 | 33 | 25 | 0 | 28.05 | 21.25 | 0 | 6.6 | 5 | 0 | 33 | 25 | 0 | 28.05 | 21.25 | 0 | 6.6 | 5 | 0 | 31 | 25 | 0 | 26.35 | 21.25 | 0 | 6.2 | 5 | 0 | 32 | 25 | 0 | 27.2 | 21.25 | 0 | 6.4 | 5 | 0 | 30 | 25 | 0 | 25.5 | 21.25 | 0 | 6 | 5 | 0 | 30 | 25 | 0 | 25.5 | 21.25 | 0 | 6 | 5 | 0 | 30 | 25 | 0 | 25.5 | 21.25 | 0 | 6 | 5 | 0
5 | 30 | 25 | 0 | 25.5 | 21.25 | 0 | 6 | 5 | 0 | 33 | 25 | 0 | 28.05 | 21.25 | 0 | 6.6 | 5 | 0 | 33 | 25 | 0 | 28.05 | 21.25 | 0 | 6.6 | 5 | 0 | 31 | 25 | 0 | 26.35 | 21.25 | 0 | 6.2 | 5 | 0 | 32 | 25 | 0 | 27.2 | 21.25 | 0 | 6.4 | 5 | 0 | 30 | 25 | 0 | 25.5 | 21.25 | 0 | 6 | 5 | 0 | 30 | 25 | 0 | 25.5 | 21.25 | 0 | 6 | 5 | 0 | 30 | 25 | 0 | 25.5 | 21.25 | 0 | 6 | 5 | 0
6 | 20 | 15 | 0 | 17 | 12.75 | 0 | 4 | 3 | 0 | 23 | 15 | 0 | 19.55 | 12.75 | 0 | 4.6 | 3 | 0 | 23 | 15 | 0 | 19.55 | 12.75 | 0 | 4.6 | 3 | 0 | 21 | 15 | 0 | 17.85 | 12.75 | 0 | 4.2 | 3 | 0 | 22 | 15 | 0 | 18.7 | 12.75 | 0 | 4.4 | 3 | 0 | 20 | 15 | 0 | 17 | 12.75 | 0 | 4 | 3 | 0 | 20 | 15 | 0 | 17 | 12.75 | 0 | 4 | 3 | 0 | 20 | 15 | 0 | 17 | 12.75 | 0 | 4 | 3 | 0
7 | 10 | 5 | 0 | 8.5 | 4.25 | 0 | 2 | 1 | 0 | 13 | 5 | 0 | 11.05 | 4.25 | 0 | 2.6 | 1 | 0 | 13 | 5 | 0 | 11.05 | 4.25 | 0 | 2.6 | 1 | 0 | 11 | 5 | 0 | 9.35 | 4.25 | 0 | 2.2 | 1 | 0 | 12 | 5 | 0 | 10.2 | 4.25 | 0 | 2.4 | 1 | 0 | 10 | 5 | 0 | 8.5 | 4.25 | 0 | 2 | 1 | 0 | 10 | 5 | 0 | 8.5 | 4.25 | 0 | 2 | 1 | 0 | 10 | 5 | 0 | 8.5 | 4.25 | 0 | 2 | 1 | 0
8 | 5 | 0 | 0 | 4.25 | 0 | 0 | 1 | 0 | 0 | 8 | 0 | 0 | 6.8 | 0 | 0 | 1.6 | 0 | 0 | 8 | 0 | 0 | 6.8 | 0 | 0 | 1.6 | 0 | 0 | 6 | 0 | 0 | 5.1 | 0 | 0 | 1.2 | 0 | 0 | 7 | 0 | 0 | 5.95 | 0 | 0 | 1.4 | 0 | 0 | 5 | 0 | 0 | 4.25 | 0 | 0 | 1 | 0 | 0 | 5 | 0 | 0 | 4.25 | 0 | 0 | 1 | 0 | 0 | 5 | 0 | 0 | 4.25 | 0 | 0 | 1 | 0 | 0
9 | 5 | 0 | 0 | 4.25 | 0 | 0 | 1 | 0 | 0 | 8 | 0 | 0 | 6.8 | 0 | 0 | 1.6 | 0 | 0 | 8 | 0 | 0 | 6.8 | 0 | 0 | 1.6 | 0 | 0 | 6 | 0 | 0 | 5.1 | 0 | 0 | 1.2 | 0 | 0 | 7 | 0 | 0 | 5.95 | 0 | 0 | 1.4 | 0 | 0 | 5 | 0 | 0 | 4.25 | 0 | 0 | 1 | 0 | 0 | 5 | 0 | 0 | 4.25 | 0 | 0 | 1 | 0 | 0 | 5 | 0 | 0 | 4.25 | 0 | 0 | 1 | 0 | 0
10 | 5 | 0 | 0 | 4.25 | 0 | 0 | 1 | 0 | 0 | 8 | 0 | 0 | 6.8 | 0 | 0 | 1.6 | 0 | 0 | 8 | 0 | 0 | 6.8 | 0 | 0 | 1.6 | 0 | 0 | 6 | 0 | 0 | 5.1 | 0 | 0 | 1.2 | 0 | 0 | 7 | 0 | 0 | 5.95 | 0 | 0 | 1.4 | 0 | 0 | 5 | 0 | 0 | 4.25 | 0 | 0 | 1 | 0 | 0 | 5 | 0 | 0 | 4.25 | 0 | 0 | 1 | 0 | 0 | 5 | 0 | 0 | 4.25 | 0 | 0 | 1 | 0 | 0
11 | 5 | 0 | 0 | 4.25 | 0 | 0 | 1 | 0 | 0 | 8 | 0 | 0 | 6.8 | 0 | 0 | 1.6 | 0 | 0 | 8 | 0 | 0 | 6.8 | 0 | 0 | 1.6 | 0 | 0 | 6 | 0 | 0 | 5.1 | 0 | 0 | 1.2 | 0 | 0 | 7 | 0 | 0 | 5.95 | 0 | 0 | 1.4 | 0 | 0 | 5 | 0 | 0 | 4.25 | 0 | 0 | 1 | 0 | 0 | 5 | 0 | 0 | 4.25 | 0 | 0 | 1 | 0 | 0 | 5 | 0 | 0 | 4.25 | 0 | 0 | 1 | 0 | 0
12 | 5 | 0 | 0 | 4.25 | 0 | 0 | 1 | 0 | 0 | 8 | 0 | 0 | 6.8 | 0 | 0 | 1.6 | 0 | 0 | 8 | 0 | 0 | 6.8 | 0 | 0 | 1.6 | 0 | 0 | 6 | 0 | 0 | 5.1 | 0 | 0 | 1.2 | 0 | 0 | 7 | 0 | 0 | 5.95 | 0 | 0 | 1.4 | 0 | 0 | 5 | 0 | 0 | 4.25 | 0 | 0 | 1 | 0 | 0 | 5 | 0 | 0 | 4.25 | 0 | 0 | 1 | 0 | 0 | 5 | 0 | 0 | 4.25 | 0 | 0 | 1 | 0 | 0
13 | 5 | 0 | 0 | 4.25 | 0 | 0 | 1 | 0 | 0 | 8 | 0 | 0 | 6.8 | 0 | 0 | 1.6 | 0 | 0 | 8 | 0 | 0 | 6.8 | 0 | 0 | 1.6 | 0 | 0 | 6 | 0 | 0 | 5.1 | 0 | 0 | 1.2 | 0 | 0 | 7 | 0 | 0 | 5.95 | 0 | 0 | 1.4 | 0 | 0 | 5 | 0 | 0 | 4.25 | 0 | 0 | 1 | 0 | 0 | 5 | 0 | 0 | 4.25 | 0 | 0 | 1 | 0 | 0 | 5 | 0 | 0 | 4.25 | 0 | 0 | 1 | 0 | 0
14 | 5 | 0 | 0 | 4.25 | 0 | 0 | 1 | 0 | 0 | 8 | 0 | 0 | 6.8 | 0 | 0 | 1.6 | 0 | 0 | 8 | 0 | 0 | 6.8 | 0 | 0 | 1.6 | 0 | 0 | 6 | 0 | 0 | 5.1 | 0 | 0 | 1.2 | 0 | 0 | 7 | 0 | 0 | 5.95 | 0 | 0 | 1.4 | 0 | 0 | 5 | 0 | 0 | 4.25 | 0 | 0 | 1 | 0 | 0 | 5 | 0 | 0 | 4.25 | 0 | 0 | 1 | 0 | 0 | 5 | 0 | 0 | 4.25 | 0 | 0 | 1 | 0 | 0
15 | 5 | 0 | 0 | 4.25 | 0 | 0 | 1 | 0 | 0 | 8 | 0 | 0 | 6.8 | 0 | 0 | 1.6 | 0 | 0 | 8 | 0 | 0 | 6.8 | 0 | 0 | 1.6 | 0 | 0 | 6 | 0 | 0 | 5.1 | 0 | 0 | 1.2 | 0 | 0 | 7 | 0 | 0 | 5.95 | 0 | 0 | 1.4 | 0 | 0 | 5 | 0 | 0 | 4.25 | 0 | 0 | 1 | 0 | 0 | 5 | 0 | 0 | 4.25 | 0 | 0 | 1 | 0 | 0 | 5 | 0 | 0 | 4.25 | 0 | 0 | 1 | 0 | 0
16 | 5 | 0 | 0 | 4.25 | 0 | 0 | 1 | 0 | 0 | 8 | 0 | 0 | 6.8 | 0 | 0 | 1.6 | 0 | 0 | 8 | 0 | 0 | 6.8 | 0 | 0 | 1.6 | 0 | 0 | 6 | 0 | 0 | 5.1 | 0 | 0 | 1.2 | 0 | 0 | 7 | 0 | 0 | 5.95 | 0 | 0 | 1.4 | 0 | 0 | 5 | 0 | 0 | 4.25 | 0 | 0 | 1 | 0 | 0 | 5 | 0 | 0 | 4.25 | 0 | 0 | 1 | 0 | 0 | 5 | 0 | 0 | 4.25 | 0 | 0 | 1 | 0 | 0
17 | 5 | 0 | 0 | 4.25 | 0 | 0 | 1 | 0 | 0 | 8 | 0 | 0 | 6.8 | 0 | 0 | 1.6 | 0 | 0 | 8 | 0 | 0 | 6.8 | 0 | 0 | 1.6 | 0 | 0 | 6 | 0 | 0 | 5.1 | 0 | 0 | 1.2 | 0 | 0 | 7 | 0 | 0 | 5.95 | 0 | 0 | 1.4 | 0 | 0 | 5 | 0 | 0 | 4.25 | 0 | 0 | 1 | 0 | 0 | 5 | 0 | 0 | 4.25 | 0 | 0 | 1 | 0 | 0 | 5 | 0 | 0 | 4.25 | 0 | 0 | 1 | 0 | 0
18 | 5 | 0 | 0 | 4.25 | 0 | 0 | 1 | 0 | 0 | 8 | 0 | 0 | 6.8 | 0 | 0 | 1.6 | 0 | 0 | 8 | 0 | 0 | 6.8 | 0 | 0 | 1.6 | 0 | 0 | 6 | 0 | 0 | 5.1 | 0 | 0 | 1.2 | 0 | 0 | 7 | 0 | 0 | 5.95 | 0 | 0 | 1.4 | 0 | 0 | 5 | 0 | 0 | 4.25 | 0 | 0 | 1 | 0 | 0 | 5 | 0 | 0 | 4.25 | 0 | 0 | 1 | 0 | 0 | 5 | 0 | 0 | 4.25 | 0 | 0 | 1 | 0 | 0
19 | 5 | 0 | 0 | 4.25 | 0 | 0 | 1 | 0 | 0 | 8 | 0 | 0 | 6.8 | 0 | 0 | 1.6 | 0 | 0 | 8 | 0 | 0 | 6.8 | 0 | 0 | 1.6 | 0 | 0 | 6 | 0 | 0 | 5.1 | 0 | 0 | 1.2 | 0 | 0 | 7 | 0 | 0 | 5.95 | 0 | 0 | 1.4 | 0 | 0 | 5 | 0 | 0 | 4.25 | 0 | 0 | 1 | 0 | 0 | 5 | 0 | 0 | 4.25 | 0 | 0 | 1 | 0 | 0 | 5 | 0 | 0 | 4.25 | 0 | 0 | 1 | 0 | 0
20 | 5 | 0 | 0 | 4.25 | 0 | 0 | 1 | 0 | 0 | 8 | 0 | 0 | 6.8 | 0 | 0 | 1.6 | 0 | 0 | 8 | 0 | 0 | 6.8 | 0 | 0 | 1.6 | 0 | 0 | 6 | 0 | 0 | 5.1 | 0 | 0 | 1.2 | 0 | 0 | 7 | 0 | 0 | 5.95 | 0 | 0 | 1.4 | 0 | 0 | 5 | 0 | 0 | 4.25 | 0 | 0 | 1 | 0 | 0 | 5 | 0 | 0 | 4.25 | 0 | 0 | 1 | 0 | 0 | 5 | 0 | 0 | 4.25 | 0 | 0 | 1 | 0 | 0
21 | 5 | 0 | 0 | 4.25 | 0 | 0 | 1 | 0 | 0 | 8 | 0 | 0 | 6.8 | 0 | 0 | 1.6 | 0 | 0 | 8 | 0 | 0 | 6.8 | 0 | 0 | 1.6 | 0 | 0 | 6 | 0 | 0 | 5.1 | 0 | 0 | 1.2 | 0 | 0 | 7 | 0 | 0 | 5.95 | 0 | 0 | 1.4 | 0 | 0 | 5 | 0 | 0 | 4.25 | 0 | 0 | 1 | 0 | 0 | 5 | 0 | 0 | 4.25 | 0 | 0 | 1 | 0 | 0 | 5 | 0 | 0 | 4.25 | 0 | 0 | 1 | 0 | 0
22 | 5 | 0 | 0 | 4.25 | 0 | 0 | 1 | 0 | 0 | 8 | 0 | 0 | 6.8 | 0 | 0 | 1.6 | 0 | 0 | 8 | 0 | 0 | 6.8 | 0 | 0 | 1.6 | 0 | 0 | 6 | 0 | 0 | 5.1 | 0 | 0 | 1.2 | 0 | 0 | 7 | 0 | 0 | 5.95 | 0 | 0 | 1.4 | 0 | 0 | 5 | 0 | 0 | 4.25 | 0 | 0 | 1 | 0 | 0 | 5 | 0 | 0 | 4.25 | 0 | 0 | 1 | 0 | 0 | 5 | 0 | 0 | 4.25 | 0 | 0 | 1 | 0 | 0
23 | 5 | 0 | 0 | 4.25 | 0 | 0 | 1 | 0 | 0 | 8 | 0 | 0 | 6.8 | 0 | 0 | 1.6 | 0 | 0 | 8 | 0 | 0 | 6.8 | 0 | 0 | 1.6 | 0 | 0 | 6 | 0 | 0 | 5.1 | 0 | 0 | 1.2 | 0 | 0 | 7 | 0 | 0 | 5.95 | 0 | 0 | 1.4 | 0 | 0 | 5 | 0 | 0 | 4.25 | 0 | 0 | 1 | 0 | 0 | 5 | 0 | 0 | 4.25 | 0 | 0 | 1 | 0 | 0 | 5 | 0 | 0 | 4.25 | 0 | 0 | 1 | 0 | 0
24 | 5 | 0 | 0 | 4.25 | 0 | 0 | 1 | 0 | 0 | 8 | 0 | 0 | 6.8 | 0 | 0 | 1.6 | 0 | 0 | 8 | 0 | 0 | 6.8 | 0 | 0 | 1.6 | 0 | 0 | 6 | 0 | 0 | 5.1 | 0 | 0 | 1.2 | 0 | 0 | 7 | 0 | 0 | 5.95 | 0 | 0 | 1.4 | 0 | 0 | 5 | 0 | 0 | 4.25 | 0 | 0 | 1 | 0 | 0 | 5 | 0 | 0 | 4.25 | 0 | 0 | 1 | 0 | 0 | 5 | 0 | 0 | 4.25 | 0 | 0 | 1 | 0 | 0